## NKOUMASSI
Material | Material Description | quantite | Groupe
102000065 | SODER WOOD GLUE
102000096 | DUSTING SPRAY FOR | 5
200000003 | CYLIND LV FUSE CARTRIDGE AD 15 10X38
200000004 | CYLIND LV FUSE CARTRIDGE AD 30 5014
200000005 | CYLIND LV FUSE CARTRIDGE AD 60 22X68
200000006 | SPARE CARTRIDGE CAPELIN AD6
200000009 | GREEN PLASTIC ANCHOR 7mm² | 809
200000013 | CRT BREAKER BOX 644A 4 WIRES AD 60+N
200000033 | 12X80mm TE GALVANIZED LUG
200000034 | NEUTRAL TUBE 30A REFERENCE 1030
200000044 | CYLIND LV FUSE CARTRIDGE AD 100 22X58
200000048 | SR_PANEL LUCOFLEX 600X400mm² | 128
200000049 | SR_PANEL LUCOFLEX 750X500mm² | 305 | C1
200000066 | LAMP MAF 400W E40 MA20
200000073 | GALVANIZED BOLT 18X40mm WITH NUT | 50
200000088 | ANCHOR CLAMP PE25
200000096 | BT ALIGNMENT CONSOLE | 2055
200000106 | SR_OUTDOOR TERMINAL 24KV TYPE E3UEN
200000109 | SR_INDOOR TERMINAL 24KV TYPE EUI-3
200000115 | CNCNTRC CLMPG 60²/12 TRM W/ OFFSET BASE
200000116 | STRAIGHT FTG WITH CONCENTRIC CLMPG D 8mm
200000120 | Cu TRM W/ CONCENTRIC CLMPG 8X18X822
200000130 | FUSE CARTRIDGE WITH KNIFE BT 125A REF 0
200000134 | SR_LV HPC 250A FUSE CARTRIDGE
200000136 | SR_LV HPC 400A FUSE CARTRIDGE
200000137 | SR_FUSE CARTRIDGE SOLEFUSE 16A 24KV
200000149 | SR_160A HPC CIRCUIT BREAKER FUS REF9007
200000154 | SR_COMPACT CIRCUIT BREAKER DZ 250A 330/
200000158 | SR_C250-A 3-POLE COMPACT CIRCUIT BREAKER
200000162 | SR_COMPACT CRT BREAKER NSX630-F 252-630A
200000163 | SR_COMPACT C/B NSX630N 4 POLES 630A ABT
200000164 | DW10 400/3 COMPACT CIRCUIT BREAKER
200000166 | SR_COMPACT CIRCUIT BREAKER 4-POLE 200A
200000167 | SR_C500 4-POLE COMPACT CIRCUIT BREAKER
200000168 | SR_COMPACT CIRCUIT BREAKER 4-POLE R125A
200000169 | SR_COMPACT C/B 4POLE 100A3X220/380V 50Hz
200000180 | SR_COMPACT CIRCUIT BREAKER 1250A
200000200 | THERMAL RELAY TYPE RA1-FA 1
200000203 | GARDY TY FUSE HOLDER HANDLE | 2
200000216 | SR_CARTRIDGE FUSE MT 20A 36KV FUSARK
200000217 | SR_CARTRIDGE FUSE MT 36KV 31.5A FUSARK
200000220 | SR_LV 4POLE 1600A COMPAC CIRCUIT BREAKER
200000223 | SR_COMPACT BREAKER NS800N 800A 3POLES
200000233 | SR_PDR VT EXT PH 30KV/28V VTREF990000715
200000234 | SR_PDR VT EXT PH15KV/28V VTREF990000720
200000235 | SR_MDM WAVECOM & ANTEN KIT REF 998001041 | 8
200000243 | BLADES FUSES 100A SIZE NH 000 HPC
200000263 | SR_CIRC BRKER TAMCO 2500A 17.5KV VK10P25
200000265 | SR_CIRCUIT BREAKER ABB 630A 17.5KV (VD4) | 1
200000266 | SR_CIRCUIT BREAKER ABB 2500A 17.5KV VD4 | 1
200000269 | SR_200A HRC FUSE CARTRIDGE
200000270 | FUSESAVER 27KV 100A TYPE OCO | 3
200000278 | SEPAM T81 - SCHNEIDER | 4
200000279 | SEPAM C86 - SCHNEIDER | 1
200000280 | SEPAM S80 SCHNEIDER | 2
200000325 | SR_TEST VOLTAGE MEASUREMENT BOXES | 328
200000326 | SR_ESSAILEC CURRENT MEASUREMENT BOXES | 201
200000327 | SR_INTERROGATOR KIT FOR PREPAID METER | 92
200000347 | LINOLiTE LAMP
200000412 | FEREL 75 BOLLARD PACKAGES
200000519 | ALU/CU END LUG 2 BE COMP 4 93mm² ALM CAB
200000527 | DEPORTED TERMINAL 11114
200000528 | END TERMINAL TO PUNCH ALU 70mm²
200000529 | PREINSULATED END TERMINAL 70mm²
200000532 | END TERMINAL TO PUNCH ALU/CU 25mm²
200000533 | END TERMINAL TO PUNCH ALU/CU 240mm²
200000535 | END TERMINAL TO PUNCH 50mm² Alu
200000540 | BRONZE TERMINAL 4 Cu EARTH ROD TYPE CBM | 2153
200000555 | END TERMINAL TO PUNCH ALU/CU 35mm²
200000556 | END TERMINAL TO PUNCH ALU/CU 95mm²
200000568 | DOUBLE RING SOCKET B22 COPPER
200000574 | B22 PORCELAIN SOCKET WITH EM | 10
200000575 | PORCELAIN SOCKET E40 WITH SCREW G | 2
200000600 | SR_STANDARD JUNCTION BOX 4 4WIRE CONNECT
200000601 | NETWORK STAND BYPASS GRID
200000605 | TIME SWITCH SCHNEIDER IH 24H 16A 250V
200000634 | END TERMINAL TO PUNCH ALU 95mm²
200000635 | SIMEL XG8 BM1 CRIMP SLEEVE
200000636 | SIMEL XG8 BM9 CRIMP SLEEVE
200000637 | JUNCTION SLEEVE TO PUNCH 300mm Alu
200000673 | CLAMP FTG 4 Cu CAB 10-50mm² TYPE RG 2-50 | 643
200000676 | STRAIGHT FTG WITH CONCENTRIC CLMPG D12mm
200000677 | Cu CLAMP 150mm²
200000679 | JUNCTION SLEEVE TO CRIMP 117mm Alu
200000685 | VB 235 FITTING
200000711 | CABLE CLAMP VB A5 NF | 2
200000724 | ATR 4A ALU HEAD FOR T23 GEARBOX
200000728 | SR_BALLAST 36/40W
200000729 | SR_JUNCT KIT 4 LV UNDGRND CAB+100-140mm² | 4
200000732 | SR_SINGLE POLE JUNCT KIT PRE-MOLD JUP24K
200000733 | SR_PRE-MOLDED J3UP 24KV 1POLE 3JUNCT KIT
200000739 | SR_TERMINAL BOX SECURA TYPE SI | 1
200000751 | COPPER WELDING UNION | 89
200000755 | SR_1POLE JUNCT KIT JUR1 (50-150)MM² 24KV
200000759 | SR_UNDERGROUND FAULTED INDICATOR HXD430 | 18
200000760 | SR_UNDERGROUND DATA COLLECTO UNIT HXD440 | 6
200000764 | 25-95mm² N/W SELF-BREAKING SCREW PI CXN | 1
200000765 | PI FTG WITH SELF-BRKG SCR CXN 16-95mm²
200000774 | SR_JUPRF 24KV RETRACTABL 1POLE JUNCT KIT | 15
200000778 | SELF BREAKING SCREW END TERMINAL D240mm²
200000779 | TUBULAR TRM TO CRIMP IN TIN Cu OF D=25² | 1050
200000781 | SR_SWITCH TPL 4 CONTACTS - KRAUS NAIMER | 38
200000782 | SWITCH 2 POSITIONS - KRAUS AND NAIMER | 11
200000785 | NCR12 VARLOGIC RELAY - PHOENIX CONTACT | 4
200000786 | PLASTIC CABLE GLAND PG22 | 75
200000787 | PLASTIC CABLE GLAND PG19 - LEGRAND | 400
200000788 | FISL END CAPS AND MARKERS - TELEMECANIC | 11
200000789 | TRUNKINGS 60X60 - LEGRAND (M)
200000790 | CLIXABLE NUT + CORRESPONDING 6MM² SCR | 150
200000792 | METAL CAB TRAY 120X80 MM + FIXING BOLTS
200000796 | ALU TIHTNG SLEVE SELF-BRKG HEAD SCR 240²
200000799 | SELF BREAKING SCREW TERMINAL 50mm²-95mm²
200000800 | SELF BREAKING SCREW TERMINAL 93-240mm²
200000807 | MT ALU Cu TRM W/ SELF BRKG SCR 93²-240²
200000815 | TWO WAY 5/15 BOX WITHOUT COUNTERS | 1
200000829 | PRE-INSULATED LV Alu CPTA 50mm²
200000830 | PREINSULATED LV Alu CPTAC TERMINAL 54mm²
200000831 | PRE-INSULATED BT ALU/CU CPTA 70mm² TRM | 17420
200000832 | END TERMINAL TO PUNCH ALU 25-140mm²
200000833 | COS PRE-INSULATED BT ALU/CU CPTAC 16mm²
200000834 | PRE-INSULATED LV Alu/Cu CPTAU 50mm²
200000835 | PRE-INSULATED LV ALU/CU CPTA TRM 54mm²
200000836 | PRE-INSULATED LT TRM Alu/Cu CPTA 95mm²
200000837 | ALU/CU CLMPG TRM 95-240mm² MDL CBM 240
200000840 | 150mm² ALU CRIMP TERMINAL | 9515
200000842 | TIN TUBULAR CRIMP TERMINAL 240mm² Cu
200000843 | Alu END TRM TO BE COMP 4 34mm² CAB
200000845 | LUG Alu BEACH Cu CN AU 54mm
200000847 | ALU/CU CLMPG TRM 22-50mm² model CBM 45
200000849 | JMT JUNCTION SLEEVE 50mm²
200000850 | 16mm PRE-INSULATED JUNCTION SLEEVE
200000851 | 25mm PRE-INSULATED JUNCTION SLEEVE
200000852 | PRE-INSULATED 54mm² LV JUNCTION SLEEVE | 730
200000853 | PRE-INSULATED LV JUNCTION SLEEVE 50mm²
200000854 | ISOCIM DPB SLEEVE 16-10mm
200000856 | ISOCIM DPB SLEEVE 25-10mm
200000858 | JUNCTION SLEEVE TO CRIMP ALU Ø 148mm
200000861 | 93.32mm A9 ANCHOR SLEEVE
200000863 | JUNCTION SLEEVE TO CRIMP 54mm²
200000865 | JUNCTION SLEEVE TO CRIMP ALU Ø 93mm | 1294
200000866 | JUNCTION SLEEVE TO PUNCH 240/156mm Alu
200000867 | JUNCTION SLEEVE TO PUNCH ALU Ø240
200000877 | CONECT A ANO HTA 22-150² réf CD 74 AM 86
200000879 | COS BIMTAL SERRG A GRIFFE ALU/CU 34-150²
200000881 | PRE-INSULATED BT ALU/CU CPTAU 70mm²
200000883 | ALU TUBULAR CRIMP TERMINAL 150 mm²
200000884 | PREINSUL SLEEVE W/ SELFBRKG SCR RAES H59
200000885 | PRE-INSUL LV SELF-BRKG SCR Alu/Cu 25-95² | 362
200000886 | PRE-INSUL LV SELF-BRKG Alu/Cu 95-240²
200000887 | 10MM COPPER CLAMP TERMINAL | 2003
200000916 | SR_TRANSFORMER UR 24-25 24KV 15000/10
200000917 | SR_LV TORE CURRENT XFO RATIO 800/5A
200000926 | SR_MONOBLOC LV CURREN TRANSFORMER 400/5A
200000962 | ANCHOR CONSOLE CA 1500 | 1
200000968 | 14mm GALVANIZED WASHER | 1295
200000969 | 16mm GALVANIZED WASHER | 826
200000970 | 18mm GALVANIZED WASHER | 3461
200000981 | GALVA STEEL SCREW WITH HEX HEAD 12X50mm
200000983 | MCHNE SCR LARG SLOTED PAN HEAD STEEL4X16 | 1494
200000985 | ASYMMETRIC RAIL - PHOENIX CONTACT (CM)
200000993 | SINGLE ATTACHMENT OF 10 | 10100
200000996 | DOMINO BAR 16/M | 2254
200001003 | EXPOSED POWER SOCKET
200001007 | STREET FOR FLUO TUBE 0M60 2
200001009 | DOUBLE TUBE REGULATOR
200001099 | RECHARGEABLE FUSE CAP 2
200001101 | LV FUSE CARTRIDGE SIZE NH000 100A
200001102 | CARTRIDGE FUSE TO
200001103 | SR_HBC CARTRIDGE FUSE 125A 8CM
200001104 | SR_CARTRIDGE FUSE TO 160A
200001149 | FUSE 16A 500V
200001185 | EXPULSION FUSE MT 2A
200001252 | SINGLE SWITCH IGNITION 5
200001363 | 6M RED PLASTIC ANCHOR | 1000
200001375 | PLUG PLUG 5A MALE
200001652 | DMT/CC FOR IN INSTALLATIONS
200001716 | SR_PREFAB CEL MV CRNT XFMR100/5 30K N/W
200001717 | SR_MVOLT XFMR 1-P 4PREFAB CEL 15K INSULA
200001718 | SR_OUTDOOR TYP MV CRNT XFMR 30KV 200/5-5
200001790 | BALLAST 125W 230V
200001860 | MANCHON Al-Cu À VIS AUTOCASSANTE 93²-29²
200002075 | SLF-BREAKING SCRW PI CX 25²-150²/25²-95²
200002076 | SEPARABLE T CONNECTOR 630A/24KV 240-630
200002077 | SEPARABLE T CONNECTOR 630A/36KV 240-630
200002079 | H61 TRANSFORMER TERMINAL CONNECTOR
201000013 | SR_FUSE MT 43A 17.5KV SOLEFUSE
201000014 | SR_MT FUSE 31.5A 17.5KV FUSARC
201000015 | SR_FUSARC FUSE 17.5KV 63A
201000016 | SR_MT FUSE 25A 36KV FUSARC
201000017 | SR_FUSE CARTRIDGE MT 16A 17.5kV SOLEFUSE
201000019 | EXPULSION FUSE MT 10A | 93
201000020 | SR_SOLEFUSE 16A 30KV HV FUSE
201000022 | SR_CARTRIDGE FUSE MT FUSARK 10A 36KV
201000023 | SR_10A BLOW-OUT FUS | 67
201000025 | EXPULSION FUSE MT 6A | 258
201000026 | EXPULSION FUSE MT 3A | 2331 | C1
201000027 | EXPULSION FUSE MT 2A | 10
201000062 | SR_CURRENT XFO TORUS RATIO 100 CR141
201000063 | SR_LV CURRENT TRANSFORMER RATIO 750/5A
201000068 | 36KV VOLTAGE TRANSFORMER
201000072 | SR_CURRENT TRANSFORMER 10KVA 36K 50/60Hz
201000074 | SR_MV CURRENT XFO 15 KV END RATIO 100/5A
201000075 | SR_MV CURRENT XFO 30 KV END RATIO 50/5A
201000076 | SR_MV CURRENT XFO 30 KV END RATIO 100/5A
201000077 | SR_CURRENT XFO TORUS RATIO 1000/5A CR141
201000078 | SR_CURREN TRANSFORMER RATIO 500/5A CR141
201000079 | SR_CURRENT XFO TORUS RATIO 200/5A CR40
201000081 | SR_CURRENT XFO TORUS RATIO 300/5A CR141
201000082 | SR_MV CRNT XFMR50/5 10KV N/W 4PREFAB CEL
201000084 | SR_MV CRNT XFMR 50/5 15KVN/W 4PREFAB CEL
201000086 | SR_PREFAB CEL MV XFMR W/ 1POLE INSUL 10K
201000087 | SR_OUTDOOR TYP MV CRNT XFMR 15KV 200/5-5
201000088 | SR_OUTDOOR TYP MV VOLT XFO FOR 15 KV N/W
201000305 | ADDITIONAL CONTACTref ZB2-BE102
201000307 | AUXILIARY CONTACTORCA2 DN.
201000452 | FLOAT SWITCH TYPE ENH10-FLYGT
201000516 | EMERGENCY STOP BUTTON
201000535 | 10A BLADE FUSE gG-gL 500V- NT00C
201000563 | LV BLADE FUSE 200A 690V
201000573 | SR_LV BLADE FUSE 125A 500V
201000613 | CARD 16XCAUA PR PABX SAE3000 | 1
201000614 | CARD 8XCLG PR PABX SAE3000 | 1
201000615 | SAE3000 PABX POWER SUPPLY CARD | 1
201000616 | UA MAP OF SFAN | 1
201000639 | SR_MV fuse Fusarc 36KV 40A
201000648 | EXPULSION FUSE TYPE K 20 A | 942 | C1
201000649 | EXPULSION FUSE TYPE K 40 A | 699 | C1
201000671 | MG 26924 ON-OFF AUXILIARY CONTACT
201000738 | PCV INSULATED CABLE 1OMM2 U5OOV
201000739 | PVC INSULATED CABLE 2.5MM2 U5OO | 1500
201000740 | PVC INSULATED CABLE 6MM2 U5OOV | 1000
201000807 | FIXING ROD/ | 1
201000825 | SR_ISOLATI XFMR TRI 400/400V10KA LG42826
201000899 | SR_PREFAB CEL MV CRNT XFMR 100/5 15KVN/W
201000920 | SR_PREFAB CEL MV CRNT XFMR100/5 10KV N/W
202000021 | HT368 ENTRY TERMINAL | 55
202000041 | SR_STRAIGHT SOCKET FOR XFOS 24KV 95mm² | 392
202000054 | PERFORATED RAIL 7.5 X 35 X 130mm
301000011 | BATTERY CHARGER 13.8 VCL
302000017 | 36W BALLAST
302000037 | LINED CUBIC BOX | 3
302000041 | BOX OF 1000 STAPLES 10 | 921
302000051 | ORDINARY NOTEBOOK A5 96 PAGES | 68
302000056 | MANIFOLD MM CARBON NOTEBOOK | 4
302000061 | VERTICAL HANGING SHIRTS | 482
302000072 | COMPOSTER 49/13 OR STAMP TRO | 17
302000088 | 50 LITER SHREDDER | 2
302000099 | CARD SHEET WITH LINE 5 X 5 | 44
302000108 | BLACK INDELEBILE MARKER | 1538
302000110 | COLOR ROLL BOARD PAPER | 144
302000118 | PACK OF 100 SPIRALS 6 CM | 779
302000134 | 80G A4 COLOR PAPER REAMS | 37
302000136 | COMPOSTER REFILL 49/13 | 24
302000138 | INCOMING MAIL REGISTER | 129
302000148 | OFFICE SCOTCH ROLLER | 2849
302000150 | WRAPPING TAPE (ROLL) | 779
302000154 | EPHEMERIDE SUPPORT (BASE) | 102
302000163 | 8-DIGIT POCKET CALCULATOR | 9
302000164 | 20mm SPIRAL | 2455
302000165 | FOUR RING BINDER | 59
302000166 | PLASTIQ BASE EPHEMERIDE BLOCK | 118
302000169 | TRODAT5460 COMPOSTER REFILL | 87
302000171 | BOX OF 10 STEADLER FELT PEN | 83
302000176 | CANON LBP 800/810/1120 INK. | 48
302000177 | IR 1600 COPIER TONER. | 33
302000178 | 75 W LAMP.
302000182 | PERSONAL STAMP | 12
302000183 | PACK OF WHITE LABELS 70X37 | 50000
302000186 | TRODATE REFILL 49/12 | 10
302000187 | IDEAL 100 REFILL | 20
302000188 | BLUE REFILL IDEAL 6610 | 10
302000194 | PAYMENT VOUCHER ACCOUNT 78 B
302000195 | BON DE SORTIE SIÈGE S459B
302000196 | ENTRANCE VOUCHER S471B
302000198 | PAYMENT AUTHORIZATION BOOKLET
302000200 | DELIVERY NOTE BOOK S452B
302000201 | S.78C PAYMENT VOUCHER BOOKLET
302000203 | CARNET BON RECEPTION CARBURANT
302000204 | GOOD REINTEGRATION NOTEBOOK
302000205 | SHIPPING NOTE BOOK
302000206 | COMMITMENT NOTEBOOK
302000208 | CASH PAYMENT BOOKLET
302000209 | DISBURSEMENT REQUEST BOOKLET
302000210 | CARNET DEMANDE DE MATERIEL S45
302000211 | GROU MARKET SHEETS NOTEBOOK
302000212 | S510 PROBLEM SHEET BOOKLET
302000214 | CARNET JOURNAL DE BORD S319
302000215 | COMMISSIONING ORDER BOOK
302000216 | SONEL MISSION ORDER BOOKLET
302000217 | PAYMENT ORDER BOOKLET
302000218 | SERVICE ORDER BOOK S428
302000219 | EXIT ORDER BOOK S 426
302000222 | WATCH REGISTER BOOK
302000224 | EQUIPMENT RETURN BOOK
302000225 | BOOKLETS PARTS CASH EXPENDITURE
302000228 | S411 WORK REQUEST
302000239 | INVOICE MT S 772
302000240 | LV S316 MEASUREMENT SHEETS
302000241 | FICHES DE STOCK GM S453
302000250 | MISCELLANEOUS OPERATION PARTS C
302000252 | S322 END OF WORKS REPORT
302000254 | DAILY OPERATING REPORT
302000255 | BSP CASH RECEIPT (BILLING
302000256 | GENERAL STATEMENTS GRO MARKET
302000257 | CASH TRANSACTION SITUATION
302000266 | LV CONNECTION RECEIPT REPORT
302000267 | STUDY SHEET AND LV CONNECTION METER
302000268 | LV CONNECTION EXECUTION CERTIFICATE
302000271 | LV INSTALLATION INSP SHEETS BOOKLET.
302000274 | NOTEBOOK TECHNICAL FINDING SHEET.
302000275 | NOTEBOOK CHECK-LIST CONTROL
302000278 | CMS SUBSCRIPTION REQUEST BOOKLET
302000279 | CMS SUBSCRIPTION AGREEMENT
302000280 | CMS CONNECTION REQUEST BOOKLET
302000281 | CMS COMPLAINT BOOKLET
302000282 | CMS MORATORIUM REQUEST BOOKLET
302000283 | CMS TERMINATION REQUEST BOOKLET
302000284 | CMS TRANSFER REQUEST BOOKLET
302000285 | CMS DEBT TRANSFER REQUEST BOOKLET
302000286 | SMD COUNTER READING REPORT BOOK
302000287 | POWER BALANCE SHEET BOOKLET
302000288 | RECEIPT LOG BOOK WOODEN POST
302000289 | RAW POLE TRANSFER BOOK
302000290 | TRANSPORT INTERRUPTION VOUCHER BOOKLET
302000291 | CARNET BORDEREAU DE RECEPT° DE CARBURANT
302000292 | BT CMS INVOICE (A5 FORMAT)
302000293 | FACILITIES INVENTORY SHEET BOOKLET
302000294 | INVOICE FOR ELECTRICITY SUPPLY MT
302000295 | SITE VISIT CHECKLIST NOTEBOOK
302000297 | CUSTOMS DUTIES SETTLEMENT ORDER ENEO 605
302000298 | COLLECTION ORDER BOOKLET
302000305 | OFFICE
302000306 | MEDIUM STRAGE CABINET 3SHELVES 90X40X130
302000311 | HP Q3960A INK | 17
302000312 | HP Q3961A INK | 21
302000313 | HP Q3962A INK | 10
302000314 | HP Q3963A INK | 23
302000315 | HP Q5942A TONER | 5
302000316 | LASEJET 1100 C4092A TONER | 2
302000317 | LASERJET TONER 1300 Q2613A | 16
302000318 | LASERJET TONER 5B HP 92298A | 9
302000319 | LASERJET TONER 5L C3906A | 7
302000320 | LASERJET TONER 6P C3903A | 1
302000321 | LEXMARK Z 65 COLOR | 15
302000322 | LEXMARK 12A 1970 3200/500/700N | 2
302000324 | LEXMARK 19 BLACK | 16
302000325 | LEXMARK 26 COLOR | 7
302000326 | LEXMARK TONER 17gb 152 | 5
302000327 | HP C4811A INK | 1
302000328 | HP C9700A INK | 6
302000329 | HP C9701A INK | 5
302000330 | INK HP 10 (69ml) BLACK | 8
302000331 | HP C9703A INK | 8
302000332 | HP Q2671A INK | 4
302000333 | HP Q2672A INK | 11
302000334 | HP Q2673A INK | 4
302000335 | HP 30 INK | 10
302000337 | HP 4VC 3900A INK | 21
302000338 | SHARP AR 206 COPIER INK | 1
302000339 | CANON NP 6251 COPIER INK | 10
302000340 | PANASONIC FAX INK | 3
302000341 | CANON NP6317 TONER | 4
302000342 | TONER 92274A | 6
302000345 | EPSON LQ 8750 RIBBON | 120
302000346 | FAX SHARP RIBBON FO-1660M | 20
302000347 | DRY AIR BOMB | 8
302000348 | CLEANING FOAM | 51
302000349 | EPSON 9000 RIBBON | 2
302000350 | HP LASERJET INK 1200 C 7115 A | 1
302000353 | CANON IR INK 2016/2020 | 1
302000354 | LASERJET HP Q6002A YELLOW | 1
302000359 | INK TONER FOR SHARP AR 5127 | 5
302000360 | LEXMARK E 232/330 INK | 7
302000361 | LEXMARK E 323 INK | 2
302000362 | LEXMARK T 630/634 INK | 21
302000363 | HP 1320 LASERJET INK (Q5949A) | 3
302000364 | 5100 LASERJET TONER | 8
302000365 | HP53A TONER | 48
302000368 | SR_HP 4515N PRINTER | 1
302000369 | CD-ROM | 100
302000372 | """SCREEN FILTER 17""""""" | 71
302000373 | 1 GB FLASH MEMORY | 2
302000374 | DVD BURNER FOR IBM R40 | 4
302000375 | 80 GB EXTERNAL HARD DISK | 1
302000376 | 40 GB EXTERNAL HARD DISK | 9
302000378 | MOUSE PAD | 131
302000379 | 4-PORT SWITCH | 3
302000380 | WIRELESS MOUSE | 5
302000381 | DVD-RW | 119
302000383 | SHOWER BAR CODE READER | 1
302000384 | SR_1KVA ON-LINE UPS | 2
302000385 | SR_CANON IR COPIER 2016 | 2
302000388 | SR_CISCO 1841 ROUTER | 1
302000389 | FIXED GSM GATEWAY
302000412 | GORSE TYPE GUY | 10
302000416 | STRONG PULLS 2500A 500 DAM
302000418 | DMT/CC OVERHEAD LINES
302000420 | RACK CABLE CUTTER C76 | 1
302000430 | COMPOSITION CPM 70
302000435 | SR_POLE TESTER
302000440 | INCADESCENCE LAMP B22 1000W
303000000 | 1N 100V
303000030 | CUP WITH S/CUP | 3
303000037 | SR_WATERPROOF DRY BATTERY WITHOUT | 2
303000038 | SR_ELSTER BRAND DM 430 MODEM | 2
303000039 | PROJECTION SCREEN | 1
303000040 | 5 M NETWORK CABLE | 5
303000041 | SR_BATTERY FOR LAPTOP T60/4400 MAH-10.8V | 2
303000042 | 5M FTP CAT5E RI45 PATCH CORDS | 4
303000043 | SR_UPS 700VA | 1
303000044 | HP 4650N TRANSFER KIT | 1
303000045 | SR_COMMUNICATION MODEM
401000000 | Catridge 2285 black toner ink | 2
401000001 | C 4838 A ink | 6
401000002 | Q2612A 12A LASEJET TONER | 37
401000003 | TONNER HP Q5950A | 6
401000004 | TONNER HP Q5951A | 6
401000005 | TONNER HP Q5952A | 5
401000006 | TONNER HP Q5953A | 5
401000007 | TONER C-EXV14 | 2
401000010 | TALLY RIBBON | 22
401000011 | CANON IR 5000 TONER | 6
401000012 | RIBBON EPSN LQ1600K3,1600K4,1900K2,2600K
401000013 | LEXMARK INK N°17
401000014 | LEXMARK N°27 INK | 3
401000015 | 1505N INK CARTRIDGE | 10
401000016 | CB 541 A BLUE INK | 4
401000017 | TALLY T6100 TAPE | 22
401000018 | 121 COLOR INK | 4
401000019 | INK 121 BLACK | 4
401000020 | HP 35A INK | 2
401000021 | C-EXV 21 BLACK TONER | 8
401000022 | C-EXV 21 MAGENTA TONER | 2
401000023 | NPG-1 TONER | 8
401000024 | RICOH TYPE 1205 TONER | 2
401000025 | INK HP 920 BLACK | 4
401000026 | LEXMARK 16 INK. | 3
401000032 | "INTERNAL FAN FOR IDE 3"" HARD DISK" | 7
402000004 | SR_CONTACT BOMBS | 14
402000054 | RG58 RADIO CABLE, 50 Ohms | 21
402000055 | SLC 500 MEMORY MODULE | 1
402000056 | IP PHONE POWER XFMR 4 THE 7900 | 4
402000057 | POWER CABLE REF: POWER CORD UK | 8
402000059 | 7911 CISCO IP PHONE LICENSE 7911 | 4
402000061 | APPARENT SPLITTER 10 PAIRS | 6
402000062 | MOTOROLA MC 9500K BATTERY | 27
402000063 | SFP TRANSCEIVERS SM/DF 7007-3 | 2
500000004 | SR_PREPAID SINGLE-PHA KIT ONE-WAY 10/30A | 8
500000014 | SR_10/30A PREPAID THREE-PHASE KITS | 4
500000030 | SR_30/60A PREPAID THREE-PHASE KITS | 3
601000000 | END CAP REF 011-3
601000001 | END CAP REF 016-3
601000132 | PRSSOSTHT FROM 6-8 BARS TYPE PY12A1121
601004368 | CARTRIDGE 473063
601005423 | COLD WATER CLEANER MONO 130B HD600 | 1
601005954 | LV PROTECTION RELAY TORE BTF 200R | 4
602000002 | SR_AMPERMETRIC CLAMP 1000 A
602000431 | SR_HYDRAULIC CRIMPING TOOL 50 - 300mm
602000693 | SR_BATTERY12V 100AH 830A | 7
602002480 | LUG XCT 35-10
602002514 | SLIDE FALL ARREST
602002515 | SR_WATERPROOF HANDLEBAR
602002647 | PUSH ROD-REF 52074 | 1
603000002 | LABORATORY MANUAL SEAL - GREEN
603000012 | SEAL MANUAL COVER - RED
603000161 | VENITEX GLASSES/
800000007 | WOOD SCREW 6X90mm | 6948
800000023 | FUSE PLIERS
800000024 | SOCKET AUGER 12mm/360mm/lg450mm | 7
800000284 | GROUND BRAID/
800001201 | S12 LIFTING RING
800001531 | SR_DROP HAMMER 7655 | 200
800001682 | SAW FRAME.
800001808 | 2 TON 1M WEBBING SLING
800001809 | 2 TON 3 M WEBBING SLING
800001850 | FALL ARREST ROPE 15m M068/15
800001873 | DRILL BIT 440X24 WITH CONICAL SHANK
800001885 | REMINDER SCREW PACK | 87
800001886 | PACK OF 2 TIPS | 1
800001887 | TIP PACK OF 3 | 1
800001890 | SR_ENERGY MTR TESTER 4 LV BTC230
800001951 | SPARE BAT FOR VAT 1.5 V C-LR14 IEC 60086 | 129
800001952 | SP BAT 4 DETEXT BT 1.5V1250mAh 44.5×10.5 | 92
800001953 | SP BAT 4 AMP M CLAMP 1.5V2850mAh 50×14.2 | 10
800001954 | SP BAT 4 MULTI M 9V600mAh 47.5×255×16.5 | 125
800001969 | CROSS JOINT WRENCH 6X8
800001975 | WRENCH 32 34
800002048 | CABLE CLAMP FROM 18 TO 1 BRACKET C
800002068 | ANTI-SPATTER APRON IN RESISTANT NITRIL | 8
800002079 | DOUBLE SAFETY DESCENDER.
800002105 | SR_RIOGID CABLE CUTTER N° D1530
800002146 | MOBILE FALL ARREST ROPE WITH ABSORBER
800002147 | SLIDE WORK PLUS SCREW CONNECTOR
800002185 | SR_METAL POLE CLIMB | 7
800002189 | ARTLAS ILLUMINITING LAMP 230V
800002190 | CUTTING DISC DIAMETER 180
800002191 | CUTTING DISC 230*2.5*22.2
800002211 | ELECTRIC DRILL 1200w
800002270 | SMALL WHEEL BOSCH 220 V GWS 7-125
800002278 | ALU BODY PALLET WHEEL 200*50.2
800002300 | SR_1.5 TON CHAIN HOIST
800002324 | RECT LINEN COVER 1X2M
800002371 | RED PLASTIC MESH P/ CA
800002372 | SR_PADLOCK MACH2 45M/M STAINLESS | 4
800002374 | SR_VEGA VS 21280 STATION LOCK | 9
800002655 | TUBE VICE
800002658 | MECHANICS TOOL BOX 2046-SG3A
800002910 | GROUND STAKE FOR DMT CC 50MM²
800003013 | SINGLE-CONDUCTOR CABLE CUTTER
800003102 | Poulie de levage câble nu. 2T
801000000 | SR_PNEUMATIC GLOVES TESTER
801000001 | POST SEAL
801000002 | NOTEBOOK MESSAGE S351
801000004 | CONSIGN CERTIFICATE S382B - DISTRIBUTION
801000006 | CARNET 2 FICHES 2 SÉCURITÉ 2 TACHE (FST)
801000008 | WORK AUTHORIZATION REQUEST
801000009 | AUTHORIZATION TO WORK LIVE ON LV
801000011 | AGREEMENT BOOK FOR EXECUTION OF WORKS
801000014 | SR_SET OF 06 SCREWDRIVERS
801000015 | SR_HEIGHT RESCUE KIT
801000016 | CLIMBING LANYARD WITH TENSIONER
801000020 | SR_LIFE BUOY | 1
801000026 | CROSS JOINT WRENCH 8X10X12
801000029 | ADJUSTMENT ROPE D10 L15 M05
801000035 | WATERPROOF GLOVES CHEM PROTECTION | 182
801000042 | SR_VG 18 LIFE JACKET | 1
801000044 | SR_WOODEN POLE CLIMB | 118
801000045 | SR_SAFETY HARNESS WITH 05 POINTS
801000047 | SR_ADAPTABLE HEADLAMP ON C
801000049 | TRANSPARENT ANTI-PARTICLE GLASSES
801000051 | MASQUE ANTI-POUSSIERE JETABLE
801000052 | PANORAMIQ RESPIRATORY MASK
801000053 | SR_WELDER'S MASK
801000060 | TINTED ANTI-PARTICLE GLASSES
801000065 | SR_CHRONATED STRIPPER REF 4
801000066 | INSULATED FLAT PLIERS WITH ROUND NOSE | 55
801000070 | SR_SMALL ELECTRICIAN TOOL KIT
801000072 | CANVAS BAG FOR ISOLA GLOVES
801000075 | SR_TAPIS ISOLANT
801000079 | SR_NN OEP-2 PHASE SPREADER
801000080 | SR_MONO TELESCOPIC POLE
801000081 | STANDARD EQUIPMENT
801000082 | HANDLING GLOVES TYPE DO
801000084 | ELECT PROTECTION GLASSES
801000087 | DOUBLE LANYARD WITH ABSORBER
801000089 | ROPE D15mm L 20m FOR FALL STOP
801000091 | FALL STOP WITH SLIDER FOR 15MM ROPE
801000092 | CARABINER
801000108 | SR_FACIAL SCREEN CATEGORY 2 8CAL/CM² | 12
801000110 | FALL ARREST LANYARD WITH ENERGY ABSORBER
801000111 | MOBILE ANCHOR WITH CORD
801000112 | HOLDING ROPE
801000115 | STORAGE BAG
801000116 | STORAGE BAG FALL PREVENTION KIT
801000118 | SAFETY EQUIPMENT INSPECTION SHEET
801000119 | SR_MOTORCYCLE PADLOCKS (type YWS | 11
801000124 | SR_SAFETY HELMET WITH CHINSTRAP
801000125 | SR_FIRE RETARDANT BLUE COVERALLS | 3
801000127 | BLUE SET | 2
801000128 | WORKING SUIT 02 PIECES GRAY | 217
801000129 | WORKING SUIT 02 PIECES KHAKI | 240
801000132 | RAINCOAT 02 PIECES EN 343 F | 0
801000133 | PAIR OF EAR PLUGS J
801000134 | SR_PAIR OF RUBBER BOOTS
801000136 | SR_HIGH SAFETY SHOE
801000141 | SR_SAFETY BOOT
801000154 | WETSUIT KLEENGUARD T45 SIZE L MNUTAN2008
801000162 | CARE FOR ELECTRICIANS POSTERS | 12
801000164 | DANGER OF DEATH BANNER
801000166 | YELLOW EARTH FLAG AL 58
801000167 | RED FLAGS NECIAL AL 59 P/B
801000168 | CONDEMNATION BADGE C12 TO | 4
801000171 | SR_HT SIGN DANGER OF DEATH AM | 1125
801000173 | SR_PLATE DANGER OF DEATH AZ 851 | 1839
801000174 | DEFENSE PLATE OPEN | 31
801000177 | AVAILABLE ADJUSTABLE FLAG HOLDER
801000179 | SPARE CHINSTRAP FOR HELMET
801000180 | LANYARD TENSIONER FOR BELT
801000185 | SR_SAFETY SIGN SAFETY HELMET | 657
801000188 | SR_SAFETY TRIANGLE
801000189 | SR_OPERATING PADLOCKS | 3281
801000193 | OVERGLOVE FOR HANDLING IN CU | 1360
801000196 | SR_MOTORCYCLE HELMET
801000198 | PAIR OF SOFT MECHANIC GLOVES MAXIFLEX | 80
801000199 | PAIR OF SOFT MECHANIC'S GLOVES MAXI FOAM | 14
801000201 | CLASS O LV INSULATING GLOVES
801000203 | CLASS 3 MT INSULATING GLOVES
801000214 | NITRILE GLOVES 372P117 | 40
801000215 | NITRILE GLOVES 374P117 | 121
801000217 | TARPAULINS
801000219 | SR_ANTI-FLASH SUIT CATEG 4(40CAL/CM²)T64
801000231 | SR_CATEGORY 4ANTI-FLASH SUIT (40CAL/CM²)
801000247 | AVIS DE REQUISITION
801000328 | INTERVENTION SHEET BOOK AND
801000330 | S330 WORK ORDER
801000338 | INCIDENT REPORT S270B
801000352 | WORK PERMIT BOOKLET
801000355 | PRODUCTION WORK PERMIT BOOKLET
801000378 | MV CONSIGNATION MANEUVER SHEET
801000382 | PRUNING TASK SAFETY SHEET
801000385 | SAFETY ANALYSIS JOB SHEET
801000386 | SAFETY CTRL SHEET 4COMMERCIAL ACTIVITIES | 0
801000387 | INCIDENT SHEET NOTEBOOK
801000392 | SR_6V PORTO LAMPS
801000393 | SR_INSULATING STOOL
801000397 | SR_SET OF 6 CONSIGNMENT CHIEF PADLOCKS | 1350
801000399 | EIGHT DESCENDER
801000404 | SR_TELLUROMETER CA 6471. | 68
801000406 | MEGOHMETER
801000407 | AMPERMETRIC CLAMP 1000 A
801000409 | SR_DOUBLE FIBERGLASS INSULATING LADDER. | 11
801000410 | SR_CAISSE A OUTILS ELECTRICIEN PL
801000413 | SAFETY HOOK POLE.
801000415 | SR_ABSENCE OF VOLTAGE CHECK 240V-230KV.
801000416 | SR_MEGOHMETER 5000V
801000418 | ROPE HOIST (MUFFLE)
801000419 | PUNCH SETTING MCHINE W/ DIE 240MPH 130
801000420 | SR_CLIMPETTE POT CONCRETE NN OGB-2
801000423 | MECHANICAL CHISEL 180 | 3
801000424 | SCREWDRIVER FACOM ADY 1 * 100 VE.
801000425 | SCREWDRIVER AMERICAINAP 4X200
801000426 | FLAT SCREWDRIVER329 | 1
801000427 | SR_ADVANCED SIGNALING TRIANGLE | 160
801000428 | SR_STOOL
801000429 | SERVICE ROPE 50M
801000430 | MP-35 INSULATING CABLE
801000433 | COLORED SCOTCH(BLUE, RED, YELLOW, GREEN) | 583
801000434 | EQUIPOTENTIAL BONDING KIT
801000435 | NN OCE-4 ELECTRICIAN KNIFE | 81
801000436 | 300g electric hammer | 26
801000437 | SR_END CUTTER ISO 170
801000438 | SR_INSULATED FLAT NOSE PLIERS 170 | 3
801000439 | INSULATED FLAT NOSE PLIERS 188.16CPE FCM | 306
801000441 | AP O FACO PHILLIPS SCREWDRIVER
801000442 | SR_MULTI-GRIP PLIERS
801000444 | SR_SCALE CAP 20 KG | 1
801000445 | SR_DOUBLE DECAMETER WITH VE FIBER TAPE | 60
801000446 | SR_SHEET METAL SHEAR 882-A | 27
801000447 | SR_DIAGONAL CUTTING PLIERS 130 MM
801000448 | SR_ABSENCE OF VOLTAGE TESTER MS901
801000450 | PIPE WRENCH SET 75.J9PB | 16
801000452 | SR_13 INSULATED LV RATCHET WRENCH
801000453 | SR_RODAC SAM 324-17G CUTTING PLIERS | 16
801000454 | SR_GM MEDICINE BOX | 143
801000455 | FLAT SCREWDRIVER 8X200
801000456 | WOODEN POLE SURVEY MALLET | 15
801000459 | MANOEUVRING BOOM
801000460 | DMT/DC classic 17.5 kA
801000473 | UMBRELLAS | 976
801000474 | WELDER'S APRON | 23
801000475 | GRAY JUMPSUIT | 33
801000476 | SR_ANTI FLASH SUIT CATEG 4(40CAL/CM²)T48
801000477 | SR_SIGNAGE PLATE WORKS
801000478 | SR_ROUND STEEL POLE CLIMB | 21
801000479 | SAFETY SHEET FOR MAINTENANCE
801000480 | WORK PERMIT ENTRETIEN DES EMPRISES
801000481 | INSULATING CAP 4 CXN CAB 16-35 mm²
801000482 | MARKER BANNER
801000483 | COMMERCIAL WORK AT HEIGHT KIT.
801000484 | MACHETE
801000495 | Vehicle Inspection Booklet
801000496 | Motorcycle Inspection Booklet
801000497 | Work order notebook activity Networks
901000000 | CORNER CRADLE R 30 | 725
901000001 | ALIGNMENT ARMAMENT 4 PRE-ASSEMBLED CABLE
901000003 | TROLLEY STAND 80/10 | 102
901000005 | FTR5 CIRCUIT BREAKER SPARE CARTRIDGE
901000010 | SR_FUSE SOLEFUSE 24KV/6.3AA IMPACT
901000011 | SR_FUSE CARTRIDGE MT 16A 36KV SOLEFUSE
901000012 | SR_FUSE CARTRIDGE SOLEFUSE 6.3A 36KV
901000019 | SR_SPARE CARTRIDGE P/C/C FTR5
901000020 | SR_SPARE CARTRIDGE FTR 17.5KV 40A
901000021 | SR_FUSE CARTRIDGE SOLEFUSE FTR 6.3A-36KV
901000025 | SR_FUSE CARTRIDGE C/B 10A 17.5KV FTR5
901000029 | SR_FUSE MT 16A 24KV
901000032 | SR_CARTRIDGE FUSE MT 40A 24KV FUSARC
901000042 | SR_FUSE CARTRIDGE MT 31.5A 36KV SOLEFUSE
901000043 | SR_FUSARC FUSE 17.5KV-50A FTR
901000049 | FUSE MT 6.3A SLOFAST M6D3SF26 | 2
901000054 | RUGGEDCOM RMC30 - 6GK6003-0AC23-0AA0 | 13
901000055 | RUGGEDCOM RS400 - 6GK6040-0AT23-0BA1-Z | 2
901000063 | ÉTRIER E 14 70
901000068 | LYRES D 12mm SHACKLES | 150
901000075 | PINCE D'ALIGNEMENT BT PLASTIFIE SP 814D | 110
901000078 | PINCE ANCRAGE BT PLASTIFIE AP 814D
901000094 | 125 VDC CLICK-IN/TRIP COIL | 15
901000096 | CABLE BT SOUPLE CUIVRE 2,5mm² GRIS H07UK | 458
901000098 | INSULATING TAPE 0.13X15X10mm GREEN | 31
901000101 | INSULATING TAPE 0.13X15X10mm BROWN | 5
901000102 | MULTI-STRAND FLEXIBLE CABLE 25mm2
901000104 | ALIGNMENT SLEEVE FOR 59mm² CABLE
901000115 | SEAL MANUAL MT - BLUE
901000117 | SR_1 POLE JUNCT KIT PRE-MOLD JUP 18-36KV
901000118 | SR_UNIPOLAR JUNCT BOX30KV ON ALU 3X240mm
901000120 | SR_ELBOW SOCKET FOR XFOS 30KV 95mm²
901000122 | RECTANGULAR COVER MANUAL SEAL
901000130 | PVC SHEATH of D=29mm² | 2650
901000152 | FLEXIBLE CABLE H07V-K 1X16 mm² BLACK
901000153 | FLEXIBLE CABLE H07V-K 1X16 mm² RED | 439;5m
901000155 | TUBULAR PUNCH TERMINAL 95mm² Cu
901000159 | PRE-INSULATED LV Alu/Cu 150mm² TERMINAL
901000223 | SR_FUSARC FUSE 24 KV - 16 A
901000224 | SR_FUSARC FUSE 24KV-6.3A with P
901000234 | ALUMINUM FUSE COIL 3 | 2
901000260 | MULTI-STRAND FLEXIBLE CABLE 1*2.5MN2 | 1100
901000351 | SR_DRUM PUMP MOTOR 300-4367
901000395 | SR_3BH ASSEMBLY MATRIX 7E445 71049
901000421 | DMT CLAMP TERMINAL
901000520 | JUNCTION SLEEVE FOR COND ALMELEC 150 mmì
901000525 | JUNCT SLEEVE 4 COND ALMELECACIER 59.7mm²
901000526 | SR_JUNCT SLEE 4COND ALMELECACIER 228 mm²
901000527 | JUNCTION SLEEVE FOR COND ALMELEC 366 mm²
901000569 | SR_SUPPORT FOR H61 TRANSFORMER
901000650 | ALUMINUM FUSE COIL 2 | 12
901000671 | SR_ALUMINUM FUSE COIL 2 | 1
901000675 | COPPER CRIMP TERMINAL SIMEL XCT 240-12

## Général Bassa
Material | Material Description | quantite | Groupe | DATE
102000065 | SODER WOOD GLUE
200000016 | PQC PIGTAIL PLATE GALVA ANCHOR HOOK(POR) | 807 | B1 | 2025-10-16
200000017 | CROCHET D'ANCRG GALVA BQC 12-250 (BOR) | 665 | A2 | 2025-10-18
200000019 | HOOK BOR L350 BOLT ANCHOR | 2 | B2 | 2025-10-15
200000020 | GALVA ANCHOR HOOK TQC 12-150 (SOR) | 95000 | A2 | 2025-10-18
200000028 | PIG TAIL Q 16 L | 302201 | A1 | 2025-10-16
200000029 | LV INSLTN PIERCING FTG (PI) W/ 70/35mm² | 4 | B1 | 2025-10-16
200000037 | PSG 120 SUSPENSION CLAMP | 9825 | B1 | 2025-10-16
200000042 | ARMORED LV UNDERGROUND Cu CABLE 2X16mm²
200000050 | PIGTAIL HOOK 14X260mm² WITH 2 NUTS | 200 | B2 | 2025-10-15
200000054 | SR_LV DISTRIBUTION BX FOR UNDERGROUN N/W | 23 | A1 | 2025-10-15
200000068 | LANTERN ECLATEC TYPE MISO-80- | 85 | B1 | 2025-10-16
200000080 | ANCHOR CONSOLE | 248 | B1 | 2025-10-16
200000083 | FERRURES DE TETE FTXY 1/5 | 3105 | B1 | 2025-10-16
200000084 | ANCHOR HARROW | 50 | B1 | 2025-10-16
200000086 | PLAT DE FER DE MONTANT | 13031 | B1 | 2025-10-16
200000090 | SUPPORT UNIVERSEL | 617 | B1 | 2025-10-16
200000111 | SR_PROT CEL FLKIT M24-PF 200A FUS SW O/P | 6 | B2 | 2025-10-17
200000112 | SR_FLUOKIT M36 ROTARY SWITCH CEL 400A36K | 2
200000118 | SR_REDUCED URBAN SWBOAR BT 8OUTLETS1200A | 243 | A2 | 2025-10-18
200000140 | SR_PROT CELL FUSE SW SM6PM12 200A 24KV
200000150 | SR_SINGLE-PHASE 30KV MV CIRCUIT BREAKER | 66 | B1 | 17/10/20025
200000159 | SR_TOP OF POLE CIRCUIT BREAKER 100KVA | 14 | A1 | 2025-10-16
200000175 | SR_160KVA TOP POLE CIRCUIT BREAKER
200000188 | SR_RV6 400A 3-PHASE DISCONNECTOR SWITCH2 | 29 | A1 | 2025-10-16
200000191 | SR_SWITCH DISCONNECTOR 36KV 400A | 43 | A1 | 2025-10-16
200000192 | SR_SWITCH DISCONNECTOR 200A 36KV | 17 | A1 | 2025-10-16
200000207 | SR_PMR 15KV CIRCUIT BREAKER | 4 | A1 | 2025-10-16
200000208 | SR_PMR 30KV CIRCUIT BREAKER | 2 | A1 | 2025-10-16
200000209 | SR_1-DISECT C/B CEL SM6-DM1-A 400A 24KV | 5 | A2 | 2025-10-18
200000222 | SR_SM6-DM2 24KV DOUBLE DISCONNEC C/B CEL | 5 | A1 | 2025-10-16
200000224 | SR_SM6-CM 24KV POTENTIAL TRANSFORMER CEL
200000226 | SR_ARRIVAL SWITCH CELL SM6-IM 630A 36KV | 2 | A1 | 2025-10-16
200000227 | SR_XFO PROTECTION CELL SM6-QM 630A 36KV
200000229 | SR_SM6-DM1 630A 36KV 1-DISECTION C/B CEL | 1 | B2 | 2025-10-17
200000241 | SR_SM6-CM 50A 36KV PREMIUM COUNTING CELL | 10 | B1 | 2025-10-17
200000247 | SR_MTRIZED PROT CEL SM6-IM 400A24K RMU-F
200000250 | SR_OUTDOOR LV PANEL 400KVA
200000251 | SR_EXTERIOR LV PANEL 630KVA | 5 | A1 | 2025-10-16
200000254 | DM1 - S 24 KV BREAKER CABINETS | 11 | B1 | 2025-10-17
200000255 | SR_DM2 30 KV CIRCUIT BREAKER CELLS | 6 | B1 | 2025-10-17
200000256 | SR_15 KV GBC-B MEASUREMENT CELL | 16 | A1 | 2025-10-16
200000257 | SR_CIRCUIT BREAKER CELLS 30KV/630A
200000261 | SR_200A 15KV SHIELDED XFMR PROTECT CELL | 44 | B1 | 2025-10-16
200000271 | SR_CMPCT 24KV2I+P CELL W/REMOTE CTRL OPT | 19 | A1 | 2025-10-15
200000272 | SR_CMPCT 24KV3I+P CELL W/REMOTE CTRL OPT | 117 | A1 | 2025-10-15
200000282 | VAC BRKR ARRIVAL CELL 15KV 1250A 20KA | 2 | B1 | 2025-10-17
200000290 | TT CELL CIRCUIT BREAKER 24 KV 20KA | 1 | B1 | 2025-10-17
200000294 | VACUM COUPLING BRKER CELL 15KV1250A 20KA | 1 | B1 | 2025-10-17
200000295 | SR_BPN 15kV 3Io =1000 A | 6 | A1 | 2025-10-15
200000300 | TSA O/P CELL W/ VAC CUTOUT 15KV630A 20KA | 3 | B1 | 2025-10-17
200000311 | ACCS BAT CELLS CPLXG C/B 15KV 20KA | 2 | B2 | 2025-10-18
200000738 | FALSE CUT GRID 240mm² | 14 | B1 | 2025-10-16
200000795 | REGUL POWERED BATT CHARGER 125V-100A | 4 | A1 | 2025-10-16
200000801 | AC 380/220V AUXILIARY CABINET
200000802 | AUXILIARY CABINET DC 127V | 11 | A1 | 2025-10-16
200000803 | BATTERY BANK 127V 280 AH | 8 | A1 | 2025-10-16
200000804 | SR_380VAC/127V DC BAT RECTIFIER/CHARGER
200000810 | BATTERY PACKS 48 V AC 280 AH | 1 | A1 | 2025-10-16
200000811 | BATTERY PACKS 24 V AC 280 AH | 3 | A1 | 2025-10-16
200000817 | SR_MDL CNCRT WEL NOZL D=60CM 1M D /COVER | 133 | B2 | 2025-10-18
200000819 | LV UNDGROUND ALU CAB 3X150+70mm² H1XDVAS | 7992 | B2 | 2025-10-16
200000820 | LV UNDGROUND ALU CAB 3X240+95mm² H1XDVAS | 305 | B2 | 2025-10-16
200000824 | TWISTED ALU LV CABLE 4X25mm² | 38112 | B1 | 2025-10-16
200000825 | TWISTED ALU LV CABLE 2X16mm²
200000826 | TWISTED ALU LV CABLE 4X16mm² | 5000 | B1 | 2025-10-16
200000827 | PRE-ASSEMB ALU LV CAB 3X5O+54.6+2X16mm²
200000828 | PRE-ASSEMB ALU LV CAB 3X7O+54.6+2X16mm²
200000896 | SR_TRANSFORMER H59 630KVA 15kV BE | 7 | A1 | 2025-10-15
200000899 | SR_TRANSFORMER H59 400KVA 15kV BE
200000901 | SR_TRANSFORMER H61 100KVA 15KV BP | 1 | A1 | 2025-10-15
200000902 | SR_TRANSFORMER H61 100KVA 30KV BP | 4 | B2 | 2025-10-15
200000906 | SR_TRANSFORMER H61 50KVA 15KV BP | 5 | A1 | 2025-10-15
200000907 | SR_TRANSFORMER H61 50KVA 30KV BP | 4 | A1 | 2025-10-15
200000911 | SR_TRANSFORMER H61 160KVA 30KV BP | 1 | A2 | 2025-10-15
200000912 | SR_XFO MONOPHASE 25KVA 17,32KV/231V | 1 | A1 | 2025-10-15
200000915 | SR_TRANSFORMER H61 160KVA 15KV BP | 1 | A1 | 2025-10-15
200000919 | SR_TRANSFORMER H59 250KVA 30KV BP | 1 | A1 | 2025-10-15
200000924 | TRANSFORMER SUPPORT BRACKET | 11 | B2 | 2025-10-18
200000927 | SR_POST IN KIT | 2 | A1 | 2025-10-16
200000929 | AUTOTRANSFORMERS 15/30 KV 10 MVA | 2 | A2 | 2025-10-15
200000930 | AUTOTRANSFORMERS 15/30 KV 20 MVA | 2 | A2 | 2025-10-15
200000931 | AUTOTRANSFORMERS 15/30 KV 30 MVA | 2 | A2 | 2025-10-15
200000935 | GALVANIZED BOLT 12X100mm | 164 | B2 | 2025-10-16
200000936 | GALVANIZED BOLT 12X180mm | 479 | B2 | 2025-10-18
200000937 | GALVANIZED BOLT 12X200mm | 128 | B2 | 2025-10-15
200000938 | GALVANIZED BOLT 12X350mm | 168 | B2 | 2025-10-15
200000939 | GALVANIZED BOLT 12X400mm | 18 | B2 | 2025-10-15
200000940 | GALVANIZED BOLT 16X400mm | 120 | B2 | 2025-10-15
200000945 | GALVANIZED BOLT 14X250mm WITH NUT | 3414 | B2 | 2025-10-18
200000947 | GALVANIZED BOLT 14X300mm WITH NUT | 5781 | B2 | 2025-10-15
200000948 | GALVANIZED BOLT 14X350mm WITH NUT | 1685 | B2 | 2025-10-18
200000951 | GALVANIZED BOLT 14X450mm WITH NUT | 2126 | B2 | 2025-10-18
200000952 | GALVANIZED BOLT 14X500mm WITH NUT | 31 | B2 | 2025-10-16
200000953 | GALVANIZED BOLT 16X300mm WITH NUT | 115 | B2 | 2025-10-15
200000954 | GALVANIZED BOLT 16X500mm WITH NUT | 35 | B2 | 2025-10-15
200000958 | INCLINED ARM FOR BIS 70 LINE | 65 | B1 | 2025-10-16
200000986 | FERRURE DE TETE POUR ISOLATEUR RIGIDE
200000987 | REINFORCED ROD TR-25/285/140 | 454 | B1 | 2025-10-16
200001020 | SR_TRANSFORMER PROTECT CELL SM6-PM 36KV | 7 | B1 | 2025-10-17
200001022 | SR_(IACM) CMPLT IN=IC=200A 36 KV | 1 | A1 | 2025-10-16
200001737 | SR_TRANSFORMER H59 630KVA 15kV BP | 1 | A1 | 2025-10-15
200001767 | GBC-B CELL 30 KV | 2 | B2 | 2025-10-17
200001771 | CIRC BREAK CELL GEN PRO CBL DM1S400A30KV | 3 | B1 | 2025-10-17
200001796 | CIRCBREAKER SCHNEIDER 630A 17.5KV (LF1) | 1 | B1 | 2025-10-17
200001797 | CIRC BREAKER SCHNEIDER 630A 17.5KV (SF1) | 1 | B2 | 2025-10-18
200001811 | BAT CHARGER RECTIFIER 100A-380VAC/127VDC | 2 | A1 | 2025-10-16
201000003 | SR_SET OF 3 TRIGGERS 50KVA BREAKER | 42 | A1 | 2025-10-16
201000005 | SR_SET OF 3 TRIGGERS 160KVA BREAKER | 71 | A1 | 2025-10-16
201000011 | SR_SINGLE PHASE 15KV CIRCUIT BREAKER | 181 | B1 | 2025-10-17
201000018 | 3 SHOT FUSE 100A | 15 | B2 | 2025-10-18
201000031 | FRT CB SF1 FI 17.5KV-12.5 KA/3S630A-COIL
201000035 | COPPER LV CABLE 1X240mm² U1000 R02V | 5 | B1 | 2025-10-16
201000037 | LV Cu CAB INSULATED WITH PCV 25mm² U5OOV | 8100 | B2 | 2025-10-16
201000038 | MEDIUM BLUE FLEX LV CAB 1X16 mm² H07V-K. | 11700 | B2 | 2025-10-16
201000043 | MV UNDGR ALU CAB 3X240mm²12/20KV HN33S23 | 5208 | B1 | 2025-10-16
201000052 | CABLE BT CUIVRE ARME 4x25mm² | 1679 | B1 | 2025-10-16
201000054 | LV TWISTED OVRHD CAB 3X150+70+2X16 mm² | 21325 | B1 | 2025-10-16
201000082 | SR_MV CRNT XFMR50/5 10KV N/W 4PREFAB CEL | 3 | B2 | 2025-10-17
201000084 | SR_MV CRNT XFMR 50/5 15KVN/W 4PREFAB CEL | 9 | B2 | 2025-10-17
201000085 | SR_MV CRNT XFMR 50/5 30KVN/W 4PREFAB CEL
201000086 | SR_PREFAB CEL MV XFMR W/ 1POLE INSUL 10K | 6 | B2 | 2025-10-17
201000094 | SR_TSA 15/0.4kV 160kVA | 9 | A2 | 2025-10-15
201000095 | SR_TSA 30/0.4kV 160kVA | 1 | A2 | 2025-10-15
201000899 | SR_PREFAB CEL MV CRNT XFMR 100/5 15KVN/W | 9 | B2 | 2025-10-17
201000908 | CIRCT BREAKER 30 KV 630A TYPE SF1 FIXED
201000920 | SR_PREFAB CEL MV CRNT XFMR100/5 10KV N/W | 3 | B2 | 2025-10-17
201000950 | Alu cable 1*630mm² - 36kV | 630 | B1 | 2025-10-16
202000042 | SR_ELBOW SOCKETS 24KV TYPE K154 L | 82 | A1 | 2025-10-16
202000050 | ARMAMENT VAULT TABLECLOTH 140 75X | 48 | B1 | 2025-10-17
202000058 | METAL ARMOR HN-66-S-50LINE SUSPENS° | 281 | B1 | 2025-10-16
202000059 | LNE ANCR MTL RENFT NA4X2000D/HN-66-S-50 | 294 | B1 | 2025-10-16
202000060 | REINF SUSPENDED ARCH TABLECLOTH 70X70X7 | 30 | B1 | 2025-10-16
202000063 | CROSSED DBLE ANCHOR HARROW 80X80X8Ec1500 | 5 | B2 | 2025-10-18
202000116 | TREATED WOODEN POLE 9 m ""D"""
202000180 | POLESAVER SLEEVE Ø 66 WOODEN POLE 8 m | 1 | B2 | 2025-10-19
202000182 | POLESAVER SLEEVE Ø 101 WOODEN POLE 11 m | 11466 | A1 | 16/10/202
202000183 | POLESAVER SLEEVE Ø 104 WOODEN POLE 12 m
202000184 | POLESAVER APPLICATION TORCH KIT | 53 | B2 | 2025-10-19
202000185 | POLESAVER FIRE FABRIC ROLLS | 150 | B2 | 2025-10-19
202000262 | SINGLE RIGID VAULT NVR1 | 147 | B1 | 2025-10-16
202000430 | METALIC SUSPENDED VAULT LAYER | 156 | B2 | 2025-10-17
302000202 | CARNET BON DE TRANSFERT S463B
601000003 | PVC HOSES 32MM | 20 | B1 | 2025-10-16
601000004 | PVC HOSES 25MM | 7 | B1 | 2025-10-16
601000088 | SR_30KV INVERTER CELL | 1 | A1 | 2025-10-16
800000010 | THREADED ROD 14X250mm | 2340 | B2 | 2025-10-15
800000011 | THREADED ROD 14X350mm | 6 | B2 | 2025-10-15
800000012 | THREADED ROD 14X450mm | 4526 | B2 | 2025-10-15
800000013 | THREADED ROD 14X650mm | 3000 | B2 | 2025-10-15
800000032 | SUSPENDED VAULT TABLECLOTH 140 | 40 | B1 | 2025-10-17
800002371 | RED PLASTIC MESH P/ CA | 21000 | A1 | 2025-10-16
801000175 | RED BOUNDARY TAPE
801000391 | FORSOND EARTH STICK 2m Cu 254 micron | 487 | B1 | 2025-10-16
901000001 | ALIGNMENT ARMAMENT 4 PRE-ASSEMBLED CABLE | 30 | B1 | 2025-10-16
901000035 | LIGHTNING ARRESTER 30KV | 798 | B1 | 2025-10-16
901000058 | DOUBLE BLOCK 60A 116 REF | 2 | B1 | 2025-10-16
901000059 | DOUBLE BLOCK BED 116 OF 2 | 4815 | B1 | 2025-10-16
901000062 | CALIPER E 14 40 WITH SHOE | 50 | B1 | 2025-10-16
901000063 | ÉTRIER E 14 70 | 8240 | B1 | 2025-10-16
901000064 | HEAD FITTING 1/3 | 2115 | B1 | 2025-10-16
901000073 | ALIGNMENT CLAMP MT 2 Ø 54mm | 3381 | B2 | 2025-10-15
901000075 | PINCE D'ALIGNEMENT BT PLASTIFIE SP 814D | 2 | B1 | 2025-10-16
901000076 | ANCHOR CLAMP MT 5 Ø 54mm | 60337 | B2 | 2025-10-15
901000078 | PINCE ANCRAGE BT PLASTIFIE AP 814D | 701 | B1 | 2025-10-16
901000083 | PR 35 PLATE
901000085 | RC3 EXTENSION WITH 14X25mm SHAFT | 1963 | A1 | 2025-10-16
901000096 | CABLE BT SOUPLE CUIVRE 2,5mm² GRIS H07UK
901000109 | SR_MV/LV METER CABINET | 120 | B2 | 2025-10-17
901000116 | MECH PROT AIR2UNDRGRD RISING MALT GPC35 | 3080 | B1 | 2025-10-16
901000121 | ACCS END PLATES ND LEVER 4 SM6 CELL CTRL | 40 | A2 | 2025-10-18
901000123 | clevis extension 70 x 30mm | 26 | B2 | 2025-10-15
901000125 | SUPPORT PARAFOUDRE ACIER EN FER U 60 | 1 | B1 | 2025-10-16
901000126 | TROLLEYS 25/10 | 113 | B2 | 2025-10-16
901000128 | MECH PROT 4 LV UNDGRND AIR LIFT IN ALU | 334 | B2 | 2025-10-18
901000135 | COMMAND CABINET FOR 6 HALF-OARS
901000136 | COMMAND CABINET FOR 4 HALF-OARS
901000137 | GENERAL SERVICE CABINET
901000141 | MV ALMELEC BARE CABLE 148.1mm² | 6913 | A1 | 2025-10-16
901000154 | BROWN/BROWN FLEX LV CAB 1X16 mm² H07V-K. | 3500 | B2 | 2025-10-16
901000160 | ALMELEC CABLE 366 mm² (ASTER) | 68650 | A1 | 2025-10-16
901000161 | ALMELEC CABLE 570 mm² (ASTER) | 1500 | B1 | 2025-10-16
901000163 | ALU-STEEL GUARD CABLE 59.7 mm² | 11700 | B1 | 2025-10-17
901000164 | SHIELDED CABLE 4X4mm² | 192 | B1 | 2025-10-16
901000168 | BALL SOCKET BS 11 | 9989 | B1 | 2025-10-16
901000172 | HEAD CONSOLE | 1200 | B2 | 2025-10-18
901000175 | CHAIN ELEMENT 1508T 15KV | 15437 | A1 | 2025-10-16
901000176 | CHAIN ELEMENT F40 E110 30KV
901000178 | 15KV INSULATOR P10086 | 337 | A1 | 2025-10-16
901000186 | VHT 30KV RIGID INSULATOR | 1386 | A2 | 2025-10-18
901000191 | RIGID INSULATOR VHT 24KV | 9036 | A2 | 2025-10-18
901000195 | BALL SOCKET AND GROMMET ( BS190+06101) | 265 | B1 | 2025-10-16
901000197 | AGAINST TIGHTENING PLATE 12X8cm | 1 | B1 | 2025-10-17
901000198 | GALVANIZED PLYWOOD PS55 | 2017 | B2 | 2025-10-15
901000199 | GALVANIZED PLYWOOD PS70
901000202 | TROLLEY 80/10 | 60 | B2 | 2025-10-18
901000472 | ALU CONDUCTOR SUSPENSION CLAMP 6D4750 | 31 | B2 | 2025-10-15
901000529 | CALIPER E20-90 S | 1774 | B1 | 2025-10-16
901000536 | GROUNDING BLOCK 2058-2 | 304 | B1 | 2025-10-16
901000540 | DERIVATION TERMINAL CD 94-11 | 572 | A1 | 2025-10-16
901000710 | END SHEETS FOR SM6 36KV CELL | 1 | A2 | 2025-10-18
903000118 | SR_REFURBISHED TRANSFORMER H61 160KVA30K | 1 | A1 | 2025-10-15
903000121 | SR_TRANSFORMER REFURBISHED SINGLE PHASE | 1 | A2 | 2025-10-15
903000129 | SR_XFO REFURBISHED H59 400KVA 15KV BE | 2 | A1 | 2025-10-15
903000130 | SR_REFURBISHED TRANSFORMER H61 50KVA15KV | 10 | A1 | 2025-10-15
903000131 | SR_REFURBISHED TRANSFORMER H61 100KVA15K | 25 | A1 | 2025-10-15
903000134 | SR_XFO REFURBISHED H59 400KVA 15KV BP | 1 | A1 | 2025-10-15
903000135 | SR_XFO REFURBISHED H59 100KVA 15KV BE | 1 | A1 | 2025-10-15
903000160 | SR_REFURBISHED TRANSFO H59 630KVA15KV BP | 2 | A1 | 2025-10-15
903000171 | ANNULEE | 444 | B2 | 2025-10-18

## final (hidden)
Material | Material Description | quantite | Groupe
102000065 | SODER WOOD GLUE
200000016 | PQC PIGTAIL PLATE GALVA ANCHOR HOOK(POR) | 807 | B1
200000017 | CROCHET D'ANCRG GALVA BQC 12-250 (BOR) | 665 | A2
200000019 | HOOK BOR L350 BOLT ANCHOR | 2 | B2
200000020 | GALVA ANCHOR HOOK TQC 12-150 (SOR) | 95000 | A2
200000028 | PIG TAIL Q 16 L | 302201 | A1
200000029 | LV INSLTN PIERCING FTG (PI) W/ 70/35mm² | 4 | B1
200000037 | PSG 120 SUSPENSION CLAMP | 9825 | B1
200000042 | ARMORED LV UNDERGROUND Cu CABLE 2X16mm²
200000050 | PIGTAIL HOOK 14X260mm² WITH 2 NUTS | 200 | B2
200000054 | SR_LV DISTRIBUTION BX FOR UNDERGROUN N/W | 23 | A1
200000068 | LANTERN ECLATEC TYPE MISO-80- | 85 | B1
200000080 | ANCHOR CONSOLE | 248 | B1
200000083 | FERRURES DE TETE FTXY 1/5 | 3105 | B1
200000084 | ANCHOR HARROW | 50 | B1
200000086 | PLAT DE FER DE MONTANT | 13031 | B1
200000090 | SUPPORT UNIVERSEL | 617 | B1
200000111 | SR_PROT CEL FLKIT M24-PF 200A FUS SW O/P | 6 | B2
200000112 | SR_FLUOKIT M36 ROTARY SWITCH CEL 400A36K | 2
200000118 | SR_REDUCED URBAN SWBOAR BT 8OUTLETS1200A | 243 | A2
200000140 | SR_PROT CELL FUSE SW SM6PM12 200A 24KV
200000150 | SR_SINGLE-PHASE 30KV MV CIRCUIT BREAKER | 66 | B1
200000159 | SR_TOP OF POLE CIRCUIT BREAKER 100KVA | 14 | A1
200000175 | SR_160KVA TOP POLE CIRCUIT BREAKER
200000188 | SR_RV6 400A 3-PHASE DISCONNECTOR SWITCH2 | 29 | A1
200000191 | SR_SWITCH DISCONNECTOR 36KV 400A | 43 | A1
200000192 | SR_SWITCH DISCONNECTOR 200A 36KV | 17 | A1
200000207 | SR_PMR 15KV CIRCUIT BREAKER | 4 | A1
200000208 | SR_PMR 30KV CIRCUIT BREAKER | 2 | A1
200000209 | SR_1-DISECT C/B CEL SM6-DM1-A 400A 24KV | 5 | A2
200000222 | SR_SM6-DM2 24KV DOUBLE DISCONNEC C/B CEL | 5 | A1
200000224 | SR_SM6-CM 24KV POTENTIAL TRANSFORMER CEL
200000226 | SR_ARRIVAL SWITCH CELL SM6-IM 630A 36KV | 2 | A1
200000227 | SR_XFO PROTECTION CELL SM6-QM 630A 36KV
200000229 | SR_SM6-DM1 630A 36KV 1-DISECTION C/B CEL | 1 | B2
200000241 | SR_SM6-CM 50A 36KV PREMIUM COUNTING CELL | 10 | B1
200000247 | SR_MTRIZED PROT CEL SM6-IM 400A24K RMU-F
200000250 | SR_OUTDOOR LV PANEL 400KVA
200000251 | SR_EXTERIOR LV PANEL 630KVA | 5 | A1
200000254 | DM1 - S 24 KV BREAKER CABINETS | 11 | B1
200000255 | SR_DM2 30 KV CIRCUIT BREAKER CELLS | 6 | B1
200000256 | SR_15 KV GBC-B MEASUREMENT CELL | 16 | A1
200000257 | SR_CIRCUIT BREAKER CELLS 30KV/630A
200000261 | SR_200A 15KV SHIELDED XFMR PROTECT CELL | 44 | B1
200000271 | SR_CMPCT 24KV2I+P CELL W/REMOTE CTRL OPT | 19 | A1
200000272 | SR_CMPCT 24KV3I+P CELL W/REMOTE CTRL OPT | 117 | A1
200000282 | VAC BRKR ARRIVAL CELL 15KV 1250A 20KA | 2 | B1
200000290 | TT CELL CIRCUIT BREAKER 24 KV 20KA | 1 | B1
200000294 | VACUM COUPLING BRKER CELL 15KV1250A 20KA | 1 | B1
200000295 | SR_BPN 15kV 3Io =1000 A | 6 | A1
200000300 | TSA O/P CELL W/ VAC CUTOUT 15KV630A 20KA | 3 | B1
200000311 | ACCS BAT CELLS CPLXG C/B 15KV 20KA | 2 | B2
200000738 | FALSE CUT GRID 240mm² | 14 | B1
200000795 | REGUL POWERED BATT CHARGER 125V-100A | 4 | A1
200000801 | AC 380/220V AUXILIARY CABINET
200000802 | AUXILIARY CABINET DC 127V | 11 | A1
200000803 | BATTERY BANK 127V 280 AH | 8 | A1
200000804 | SR_380VAC/127V DC BAT RECTIFIER/CHARGER
200000810 | BATTERY PACKS 48 V AC 280 AH | 1 | A1
200000811 | BATTERY PACKS 24 V AC 280 AH | 3 | A1
200000817 | SR_MDL CNCRT WEL NOZL D=60CM 1M D /COVER | 133 | B2
200000819 | LV UNDGROUND ALU CAB 3X150+70mm² H1XDVAS | 7992 | B2
200000820 | LV UNDGROUND ALU CAB 3X240+95mm² H1XDVAS | 305 | B2
200000824 | TWISTED ALU LV CABLE 4X25mm² | 38112 | B1
200000825 | TWISTED ALU LV CABLE 2X16mm²
200000826 | TWISTED ALU LV CABLE 4X16mm² | 5000 | B1
200000827 | PRE-ASSEMB ALU LV CAB 3X5O+54.6+2X16mm²
200000828 | PRE-ASSEMB ALU LV CAB 3X7O+54.6+2X16mm²
200000896 | SR_TRANSFORMER H59 630KVA 15kV BE | 7 | A1
200000899 | SR_TRANSFORMER H59 400KVA 15kV BE
200000901 | SR_TRANSFORMER H61 100KVA 15KV BP | 1 | A1
200000902 | SR_TRANSFORMER H61 100KVA 30KV BP | 4 | B2
200000906 | SR_TRANSFORMER H61 50KVA 15KV BP | 5 | A1
200000907 | SR_TRANSFORMER H61 50KVA 30KV BP | 4 | A1
200000911 | SR_TRANSFORMER H61 160KVA 30KV BP | 1 | A2
200000912 | SR_XFO MONOPHASE 25KVA 17,32KV/231V | 1 | A1
200000915 | SR_TRANSFORMER H61 160KVA 15KV BP | 1 | A1
200000919 | SR_TRANSFORMER H59 250KVA 30KV BP | 1 | A1
200000924 | TRANSFORMER SUPPORT BRACKET | 11 | B2
200000927 | SR_POST IN KIT | 2 | A1
200000929 | AUTOTRANSFORMERS 15/30 KV 10 MVA | 2 | A2
200000930 | AUTOTRANSFORMERS 15/30 KV 20 MVA | 2 | A2
200000931 | AUTOTRANSFORMERS 15/30 KV 30 MVA | 2 | A2
200000935 | GALVANIZED BOLT 12X100mm | 164 | B2
200000936 | GALVANIZED BOLT 12X180mm | 479 | B2
200000937 | GALVANIZED BOLT 12X200mm | 128 | B2
200000938 | GALVANIZED BOLT 12X350mm | 168 | B2
200000939 | GALVANIZED BOLT 12X400mm | 18 | B2
200000940 | GALVANIZED BOLT 16X400mm | 120 | B2
200000945 | GALVANIZED BOLT 14X250mm WITH NUT | 3414 | B2
200000947 | GALVANIZED BOLT 14X300mm WITH NUT | 5781 | B2
200000948 | GALVANIZED BOLT 14X350mm WITH NUT | 1685 | B2
200000951 | GALVANIZED BOLT 14X450mm WITH NUT | 2126 | B2
200000952 | GALVANIZED BOLT 14X500mm WITH NUT | 31 | B2
200000953 | GALVANIZED BOLT 16X300mm WITH NUT | 115 | B2
200000954 | GALVANIZED BOLT 16X500mm WITH NUT | 35 | B2
200000958 | INCLINED ARM FOR BIS 70 LINE | 65 | B1
200000986 | FERRURE DE TETE POUR ISOLATEUR RIGIDE
200000987 | REINFORCED ROD TR-25/285/140 | 454 | B1
200001020 | SR_TRANSFORMER PROTECT CELL SM6-PM 36KV | 7 | B1
200001022 | SR_(IACM) CMPLT IN=IC=200A 36 KV | 1 | A1
200001737 | SR_TRANSFORMER H59 630KVA 15kV BP | 1 | A1
200001767 | GBC-B CELL 30 KV | 2 | B2
200001771 | CIRC BREAK CELL GEN PRO CBL DM1S400A30KV | 3 | B1
200001796 | CIRCBREAKER SCHNEIDER 630A 17.5KV (LF1) | 1 | B1
200001797 | CIRC BREAKER SCHNEIDER 630A 17.5KV (SF1) | 1 | B2
200001811 | BAT CHARGER RECTIFIER 100A-380VAC/127VDC | 2 | A1
201000003 | SR_SET OF 3 TRIGGERS 50KVA BREAKER | 42 | A1
201000005 | SR_SET OF 3 TRIGGERS 160KVA BREAKER | 71 | A1
201000011 | SR_SINGLE PHASE 15KV CIRCUIT BREAKER | 181 | B1
201000018 | 3 SHOT FUSE 100A | 15 | B2
201000031 | FRT CB SF1 FI 17.5KV-12.5 KA/3S630A-COIL
201000035 | COPPER LV CABLE 1X240mm² U1000 R02V | 5 | B1
201000037 | LV Cu CAB INSULATED WITH PCV 25mm² U5OOV | 8100 | B2
201000038 | MEDIUM BLUE FLEX LV CAB 1X16 mm² H07V-K. | 11700 | B2
201000043 | MV UNDGR ALU CAB 3X240mm²12/20KV HN33S23 | 5208 | B1
201000052 | CABLE BT CUIVRE ARME 4x25mm² | 1679 | B1
201000054 | LV TWISTED OVRHD CAB 3X150+70+2X16 mm² | 21325 | B1
201000082 | SR_MV CRNT XFMR50/5 10KV N/W 4PREFAB CEL | 3 | B2
201000084 | SR_MV CRNT XFMR 50/5 15KVN/W 4PREFAB CEL | 9 | B2
201000085 | SR_MV CRNT XFMR 50/5 30KVN/W 4PREFAB CEL
201000086 | SR_PREFAB CEL MV XFMR W/ 1POLE INSUL 10K | 6 | B2
201000094 | SR_TSA 15/0.4kV 160kVA | 9 | A2
201000095 | SR_TSA 30/0.4kV 160kVA | 1 | A2
201000899 | SR_PREFAB CEL MV CRNT XFMR 100/5 15KVN/W | 9 | B2
201000908 | CIRCT BREAKER 30 KV 630A TYPE SF1 FIXED
201000920 | SR_PREFAB CEL MV CRNT XFMR100/5 10KV N/W | 3 | B2
201000950 | Alu cable 1*630mm² - 36kV | 630 | B1
202000042 | SR_ELBOW SOCKETS 24KV TYPE K154 L | 82 | A1
202000050 | ARMAMENT VAULT TABLECLOTH 140 75X | 48 | B1
202000058 | METAL ARMOR HN-66-S-50LINE SUSPENS° | 281 | B1
202000059 | LNE ANCR MTL RENFT NA4X2000D/HN-66-S-50 | 294 | B1
202000060 | REINF SUSPENDED ARCH TABLECLOTH 70X70X7 | 30 | B1
202000063 | CROSSED DBLE ANCHOR HARROW 80X80X8Ec1500 | 5 | B2
202000116 | TREATED WOODEN POLE 9 m ""D"""
202000180 | POLESAVER SLEEVE Ø 66 WOODEN POLE 8 m | 1 | B2
202000182 | POLESAVER SLEEVE Ø 101 WOODEN POLE 11 m | 11466 | A1
202000183 | POLESAVER SLEEVE Ø 104 WOODEN POLE 12 m
202000184 | POLESAVER APPLICATION TORCH KIT | 53 | B2
202000185 | POLESAVER FIRE FABRIC ROLLS | 150 | B2
202000262 | SINGLE RIGID VAULT NVR1 | 147 | B1
202000430 | METALIC SUSPENDED VAULT LAYER | 156 | B2
302000202 | CARNET BON DE TRANSFERT S463B
601000003 | PVC HOSES 32MM | 20 | B1
601000004 | PVC HOSES 25MM | 7 | B1
601000088 | SR_30KV INVERTER CELL | 1 | A1
800000010 | THREADED ROD 14X250mm | 2340 | B2
800000011 | THREADED ROD 14X350mm | 6 | B2
800000012 | THREADED ROD 14X450mm | 4526 | B2
800000013 | THREADED ROD 14X650mm | 3000 | B2
800000032 | SUSPENDED VAULT TABLECLOTH 140 | 40 | B1
800002371 | RED PLASTIC MESH P/ CA | 21000 | A1
801000175 | RED BOUNDARY TAPE
801000391 | FORSOND EARTH STICK 2m Cu 254 micron | 487 | B1
901000001 | ALIGNMENT ARMAMENT 4 PRE-ASSEMBLED CABLE | 30 | B1
901000035 | LIGHTNING ARRESTER 30KV | 798 | B1
901000058 | DOUBLE BLOCK 60A 116 REF | 2 | B1
901000059 | DOUBLE BLOCK BED 116 OF 2 | 4815 | B1
901000062 | CALIPER E 14 40 WITH SHOE | 50 | B1
901000063 | ÉTRIER E 14 70 | 8240 | B1
901000064 | HEAD FITTING 1/3 | 2115 | B1
901000073 | ALIGNMENT CLAMP MT 2 Ø 54mm | 3381 | B2
901000075 | PINCE D'ALIGNEMENT BT PLASTIFIE SP 814D | 2 | B1
901000076 | ANCHOR CLAMP MT 5 Ø 54mm | 60337 | B2
901000078 | PINCE ANCRAGE BT PLASTIFIE AP 814D | 701 | B1
901000083 | PR 35 PLATE
901000085 | RC3 EXTENSION WITH 14X25mm SHAFT | 1963 | A1
901000096 | CABLE BT SOUPLE CUIVRE 2,5mm² GRIS H07UK
901000109 | SR_MV/LV METER CABINET | 120 | B2
901000116 | MECH PROT AIR2UNDRGRD RISING MALT GPC35 | 3080 | B1
901000121 | ACCS END PLATES ND LEVER 4 SM6 CELL CTRL | 40 | A2
901000123 | clevis extension 70 x 30mm | 26 | B2
901000125 | SUPPORT PARAFOUDRE ACIER EN FER U 60 | 1 | B1
901000126 | TROLLEYS 25/10 | 113 | B2
901000128 | MECH PROT 4 LV UNDGRND AIR LIFT IN ALU | 334 | B2
901000135 | COMMAND CABINET FOR 6 HALF-OARS
901000136 | COMMAND CABINET FOR 4 HALF-OARS
901000137 | GENERAL SERVICE CABINET
901000141 | MV ALMELEC BARE CABLE 148.1mm² | 6913 | A1
901000154 | BROWN/BROWN FLEX LV CAB 1X16 mm² H07V-K. | 3500 | B2
901000160 | ALMELEC CABLE 366 mm² (ASTER) | 68650 | A1
901000161 | ALMELEC CABLE 570 mm² (ASTER) | 1500 | B1
901000163 | ALU-STEEL GUARD CABLE 59.7 mm² | 11700 | B1
901000164 | SHIELDED CABLE 4X4mm² | 192 | B1
901000168 | BALL SOCKET BS 11 | 9989 | B1
901000172 | HEAD CONSOLE | 1200 | B2
901000175 | CHAIN ELEMENT 1508T 15KV | 15437 | A1
901000176 | CHAIN ELEMENT F40 E110 30KV
901000178 | 15KV INSULATOR P10086 | 337 | A1
901000186 | VHT 30KV RIGID INSULATOR | 1386 | A2
901000191 | RIGID INSULATOR VHT 24KV | 9036 | A2
901000195 | BALL SOCKET AND GROMMET ( BS190+06101) | 265 | B1
901000197 | AGAINST TIGHTENING PLATE 12X8cm | 1 | B1
901000198 | GALVANIZED PLYWOOD PS55 | 2017 | B2
901000199 | GALVANIZED PLYWOOD PS70
901000202 | TROLLEY 80/10 | 60 | B2
901000472 | ALU CONDUCTOR SUSPENSION CLAMP 6D4750 | 31 | B2
901000529 | CALIPER E20-90 S | 1774 | B1
901000536 | GROUNDING BLOCK 2058-2 | 304 | B1
901000540 | DERIVATION TERMINAL CD 94-11 | 572 | A1
901000710 | END SHEETS FOR SM6 36KV CELL | 1 | A2
903000118 | SR_REFURBISHED TRANSFORMER H61 160KVA30K | 1 | A1
903000121 | SR_TRANSFORMER REFURBISHED SINGLE PHASE | 1 | A2
903000129 | SR_XFO REFURBISHED H59 400KVA 15KV BE | 2 | A1
903000130 | SR_REFURBISHED TRANSFORMER H61 50KVA15KV | 10 | A1
903000131 | SR_REFURBISHED TRANSFORMER H61 100KVA15K | 25 | A1
903000134 | SR_XFO REFURBISHED H59 400KVA 15KV BP | 1 | A1
903000135 | SR_XFO REFURBISHED H59 100KVA 15KV BE | 1 | A1
903000160 | SR_REFURBISHED TRANSFO H59 630KVA15KV BP | 2 | A1
903000171 | ANNULEE | 444 | B2
102000065 | SODER WOOD GLUE
102000096 | DUSTING SPRAY FOR | 5
200000003 | CYLIND LV FUSE CARTRIDGE AD 15 10X38
200000004 | CYLIND LV FUSE CARTRIDGE AD 30 5014
200000005 | CYLIND LV FUSE CARTRIDGE AD 60 22X68
200000006 | SPARE CARTRIDGE CAPELIN AD6
200000009 | GREEN PLASTIC ANCHOR 7mm² | 809
200000013 | CRT BREAKER BOX 644A 4 WIRES AD 60+N
200000033 | 12X80mm TE GALVANIZED LUG
200000034 | NEUTRAL TUBE 30A REFERENCE 1030
200000044 | CYLIND LV FUSE CARTRIDGE AD 100 22X58
200000048 | SR_PANEL LUCOFLEX 600X400mm² | 128
200000049 | SR_PANEL LUCOFLEX 750X500mm² | 305 | C1
200000066 | LAMP MAF 400W E40 MA20
200000073 | GALVANIZED BOLT 18X40mm WITH NUT | 50
200000088 | ANCHOR CLAMP PE25
200000096 | BT ALIGNMENT CONSOLE | 2055
200000106 | SR_OUTDOOR TERMINAL 24KV TYPE E3UEN
200000109 | SR_INDOOR TERMINAL 24KV TYPE EUI-3
200000115 | CNCNTRC CLMPG 60²/12 TRM W/ OFFSET BASE
200000116 | STRAIGHT FTG WITH CONCENTRIC CLMPG D 8mm
200000120 | Cu TRM W/ CONCENTRIC CLMPG 8X18X822
200000130 | FUSE CARTRIDGE WITH KNIFE BT 125A REF 0
200000134 | SR_LV HPC 250A FUSE CARTRIDGE
200000136 | SR_LV HPC 400A FUSE CARTRIDGE
200000137 | SR_FUSE CARTRIDGE SOLEFUSE 16A 24KV
200000149 | SR_160A HPC CIRCUIT BREAKER FUS REF9007
200000154 | SR_COMPACT CIRCUIT BREAKER DZ 250A 330/
200000158 | SR_C250-A 3-POLE COMPACT CIRCUIT BREAKER
200000162 | SR_COMPACT CRT BREAKER NSX630-F 252-630A
200000163 | SR_COMPACT C/B NSX630N 4 POLES 630A ABT
200000164 | DW10 400/3 COMPACT CIRCUIT BREAKER
200000166 | SR_COMPACT CIRCUIT BREAKER 4-POLE 200A
200000167 | SR_C500 4-POLE COMPACT CIRCUIT BREAKER
200000168 | SR_COMPACT CIRCUIT BREAKER 4-POLE R125A
200000169 | SR_COMPACT C/B 4POLE 100A3X220/380V 50Hz
200000180 | SR_COMPACT CIRCUIT BREAKER 1250A
200000200 | THERMAL RELAY TYPE RA1-FA 1
200000203 | GARDY TY FUSE HOLDER HANDLE | 2
200000216 | SR_CARTRIDGE FUSE MT 20A 36KV FUSARK
200000217 | SR_CARTRIDGE FUSE MT 36KV 31.5A FUSARK
200000220 | SR_LV 4POLE 1600A COMPAC CIRCUIT BREAKER
200000223 | SR_COMPACT BREAKER NS800N 800A 3POLES
200000233 | SR_PDR VT EXT PH 30KV/28V VTREF990000715
200000234 | SR_PDR VT EXT PH15KV/28V VTREF990000720
200000235 | SR_MDM WAVECOM & ANTEN KIT REF 998001041 | 8
200000243 | BLADES FUSES 100A SIZE NH 000 HPC
200000263 | SR_CIRC BRKER TAMCO 2500A 17.5KV VK10P25
200000265 | SR_CIRCUIT BREAKER ABB 630A 17.5KV (VD4) | 1
200000266 | SR_CIRCUIT BREAKER ABB 2500A 17.5KV VD4 | 1
200000269 | SR_200A HRC FUSE CARTRIDGE
200000270 | FUSESAVER 27KV 100A TYPE OCO | 3
200000278 | SEPAM T81 - SCHNEIDER | 4
200000279 | SEPAM C86 - SCHNEIDER | 1
200000280 | SEPAM S80 SCHNEIDER | 2
200000325 | SR_TEST VOLTAGE MEASUREMENT BOXES | 328
200000326 | SR_ESSAILEC CURRENT MEASUREMENT BOXES | 201
200000327 | SR_INTERROGATOR KIT FOR PREPAID METER | 92
200000347 | LINOLiTE LAMP
200000412 | FEREL 75 BOLLARD PACKAGES
200000519 | ALU/CU END LUG 2 BE COMP 4 93mm² ALM CAB
200000527 | DEPORTED TERMINAL 11114
200000528 | END TERMINAL TO PUNCH ALU 70mm²
200000529 | PREINSULATED END TERMINAL 70mm²
200000532 | END TERMINAL TO PUNCH ALU/CU 25mm²
200000533 | END TERMINAL TO PUNCH ALU/CU 240mm²
200000535 | END TERMINAL TO PUNCH 50mm² Alu
200000540 | BRONZE TERMINAL 4 Cu EARTH ROD TYPE CBM | 2153
200000555 | END TERMINAL TO PUNCH ALU/CU 35mm²
200000556 | END TERMINAL TO PUNCH ALU/CU 95mm²
200000568 | DOUBLE RING SOCKET B22 COPPER
200000574 | B22 PORCELAIN SOCKET WITH EM | 10
200000575 | PORCELAIN SOCKET E40 WITH SCREW G | 2
200000600 | SR_STANDARD JUNCTION BOX 4 4WIRE CONNECT
200000601 | NETWORK STAND BYPASS GRID
200000605 | TIME SWITCH SCHNEIDER IH 24H 16A 250V
200000634 | END TERMINAL TO PUNCH ALU 95mm²
200000635 | SIMEL XG8 BM1 CRIMP SLEEVE
200000636 | SIMEL XG8 BM9 CRIMP SLEEVE
200000637 | JUNCTION SLEEVE TO PUNCH 300mm Alu
200000673 | CLAMP FTG 4 Cu CAB 10-50mm² TYPE RG 2-50 | 643
200000676 | STRAIGHT FTG WITH CONCENTRIC CLMPG D12mm
200000677 | Cu CLAMP 150mm²
200000679 | JUNCTION SLEEVE TO CRIMP 117mm Alu
200000685 | VB 235 FITTING
200000711 | CABLE CLAMP VB A5 NF | 2
200000724 | ATR 4A ALU HEAD FOR T23 GEARBOX
200000728 | SR_BALLAST 36/40W
200000729 | SR_JUNCT KIT 4 LV UNDGRND CAB+100-140mm² | 4
200000732 | SR_SINGLE POLE JUNCT KIT PRE-MOLD JUP24K
200000733 | SR_PRE-MOLDED J3UP 24KV 1POLE 3JUNCT KIT
200000739 | SR_TERMINAL BOX SECURA TYPE SI | 1
200000751 | COPPER WELDING UNION | 89
200000755 | SR_1POLE JUNCT KIT JUR1 (50-150)MM² 24KV
200000759 | SR_UNDERGROUND FAULTED INDICATOR HXD430 | 18
200000760 | SR_UNDERGROUND DATA COLLECTO UNIT HXD440 | 6
200000764 | 25-95mm² N/W SELF-BREAKING SCREW PI CXN | 1
200000765 | PI FTG WITH SELF-BRKG SCR CXN 16-95mm²
200000774 | SR_JUPRF 24KV RETRACTABL 1POLE JUNCT KIT | 15
200000778 | SELF BREAKING SCREW END TERMINAL D240mm²
200000779 | TUBULAR TRM TO CRIMP IN TIN Cu OF D=25² | 1050
200000781 | SR_SWITCH TPL 4 CONTACTS - KRAUS NAIMER | 38
200000782 | SWITCH 2 POSITIONS - KRAUS AND NAIMER | 11
200000785 | NCR12 VARLOGIC RELAY - PHOENIX CONTACT | 4
200000786 | PLASTIC CABLE GLAND PG22 | 75
200000787 | PLASTIC CABLE GLAND PG19 - LEGRAND | 400
200000788 | FISL END CAPS AND MARKERS - TELEMECANIC | 11
200000789 | TRUNKINGS 60X60 - LEGRAND (M)
200000790 | CLIXABLE NUT + CORRESPONDING 6MM² SCR | 150
200000792 | METAL CAB TRAY 120X80 MM + FIXING BOLTS
200000796 | ALU TIHTNG SLEVE SELF-BRKG HEAD SCR 240²
200000799 | SELF BREAKING SCREW TERMINAL 50mm²-95mm²
200000800 | SELF BREAKING SCREW TERMINAL 93-240mm²
200000807 | MT ALU Cu TRM W/ SELF BRKG SCR 93²-240²
200000815 | TWO WAY 5/15 BOX WITHOUT COUNTERS | 1
200000829 | PRE-INSULATED LV Alu CPTA 50mm²
200000830 | PREINSULATED LV Alu CPTAC TERMINAL 54mm²
200000831 | PRE-INSULATED BT ALU/CU CPTA 70mm² TRM | 17420
200000832 | END TERMINAL TO PUNCH ALU 25-140mm²
200000833 | COS PRE-INSULATED BT ALU/CU CPTAC 16mm²
200000834 | PRE-INSULATED LV Alu/Cu CPTAU 50mm²
200000835 | PRE-INSULATED LV ALU/CU CPTA TRM 54mm²
200000836 | PRE-INSULATED LT TRM Alu/Cu CPTA 95mm²
200000837 | ALU/CU CLMPG TRM 95-240mm² MDL CBM 240
200000840 | 150mm² ALU CRIMP TERMINAL | 9515
200000842 | TIN TUBULAR CRIMP TERMINAL 240mm² Cu
200000843 | Alu END TRM TO BE COMP 4 34mm² CAB
200000845 | LUG Alu BEACH Cu CN AU 54mm
200000847 | ALU/CU CLMPG TRM 22-50mm² model CBM 45
200000849 | JMT JUNCTION SLEEVE 50mm²
200000850 | 16mm PRE-INSULATED JUNCTION SLEEVE
200000851 | 25mm PRE-INSULATED JUNCTION SLEEVE
200000852 | PRE-INSULATED 54mm² LV JUNCTION SLEEVE | 730
200000853 | PRE-INSULATED LV JUNCTION SLEEVE 50mm²
200000854 | ISOCIM DPB SLEEVE 16-10mm
200000856 | ISOCIM DPB SLEEVE 25-10mm
200000858 | JUNCTION SLEEVE TO CRIMP ALU Ø 148mm
200000861 | 93.32mm A9 ANCHOR SLEEVE
200000863 | JUNCTION SLEEVE TO CRIMP 54mm²
200000865 | JUNCTION SLEEVE TO CRIMP ALU Ø 93mm | 1294
200000866 | JUNCTION SLEEVE TO PUNCH 240/156mm Alu
200000867 | JUNCTION SLEEVE TO PUNCH ALU Ø240
200000877 | CONECT A ANO HTA 22-150² réf CD 74 AM 86
200000879 | COS BIMTAL SERRG A GRIFFE ALU/CU 34-150²
200000881 | PRE-INSULATED BT ALU/CU CPTAU 70mm²
200000883 | ALU TUBULAR CRIMP TERMINAL 150 mm²
200000884 | PREINSUL SLEEVE W/ SELFBRKG SCR RAES H59
200000885 | PRE-INSUL LV SELF-BRKG SCR Alu/Cu 25-95² | 362
200000886 | PRE-INSUL LV SELF-BRKG Alu/Cu 95-240²
200000887 | 10MM COPPER CLAMP TERMINAL | 2003
200000916 | SR_TRANSFORMER UR 24-25 24KV 15000/10
200000917 | SR_LV TORE CURRENT XFO RATIO 800/5A
200000926 | SR_MONOBLOC LV CURREN TRANSFORMER 400/5A
200000962 | ANCHOR CONSOLE CA 1500 | 1
200000968 | 14mm GALVANIZED WASHER | 1295
200000969 | 16mm GALVANIZED WASHER | 826
200000970 | 18mm GALVANIZED WASHER | 3461
200000981 | GALVA STEEL SCREW WITH HEX HEAD 12X50mm
200000983 | MCHNE SCR LARG SLOTED PAN HEAD STEEL4X16 | 1494
200000985 | ASYMMETRIC RAIL - PHOENIX CONTACT (CM)
200000993 | SINGLE ATTACHMENT OF 10 | 10100
200000996 | DOMINO BAR 16/M | 2254
200001003 | EXPOSED POWER SOCKET
200001007 | STREET FOR FLUO TUBE 0M60 2
200001009 | DOUBLE TUBE REGULATOR
200001099 | RECHARGEABLE FUSE CAP 2
200001101 | LV FUSE CARTRIDGE SIZE NH000 100A
200001102 | CARTRIDGE FUSE TO
200001103 | SR_HBC CARTRIDGE FUSE 125A 8CM
200001104 | SR_CARTRIDGE FUSE TO 160A
200001149 | FUSE 16A 500V
200001185 | EXPULSION FUSE MT 2A
200001252 | SINGLE SWITCH IGNITION 5
200001363 | 6M RED PLASTIC ANCHOR | 1000
200001375 | PLUG PLUG 5A MALE
200001652 | DMT/CC FOR IN INSTALLATIONS
200001716 | SR_PREFAB CEL MV CRNT XFMR100/5 30K N/W
200001717 | SR_MVOLT XFMR 1-P 4PREFAB CEL 15K INSULA
200001718 | SR_OUTDOOR TYP MV CRNT XFMR 30KV 200/5-5
200001790 | BALLAST 125W 230V
200001860 | MANCHON Al-Cu À VIS AUTOCASSANTE 93²-29²
200002075 | SLF-BREAKING SCRW PI CX 25²-150²/25²-95²
200002076 | SEPARABLE T CONNECTOR 630A/24KV 240-630
200002077 | SEPARABLE T CONNECTOR 630A/36KV 240-630
200002079 | H61 TRANSFORMER TERMINAL CONNECTOR
201000013 | SR_FUSE MT 43A 17.5KV SOLEFUSE
201000014 | SR_MT FUSE 31.5A 17.5KV FUSARC
201000015 | SR_FUSARC FUSE 17.5KV 63A
201000016 | SR_MT FUSE 25A 36KV FUSARC
201000017 | SR_FUSE CARTRIDGE MT 16A 17.5kV SOLEFUSE
201000019 | EXPULSION FUSE MT 10A | 93
201000020 | SR_SOLEFUSE 16A 30KV HV FUSE
201000022 | SR_CARTRIDGE FUSE MT FUSARK 10A 36KV
201000023 | SR_10A BLOW-OUT FUS | 67
201000025 | EXPULSION FUSE MT 6A | 258
201000026 | EXPULSION FUSE MT 3A | 2331 | C1
201000027 | EXPULSION FUSE MT 2A | 10
201000062 | SR_CURRENT XFO TORUS RATIO 100 CR141
201000063 | SR_LV CURRENT TRANSFORMER RATIO 750/5A
201000068 | 36KV VOLTAGE TRANSFORMER
201000072 | SR_CURRENT TRANSFORMER 10KVA 36K 50/60Hz
201000074 | SR_MV CURRENT XFO 15 KV END RATIO 100/5A
201000075 | SR_MV CURRENT XFO 30 KV END RATIO 50/5A
201000076 | SR_MV CURRENT XFO 30 KV END RATIO 100/5A
201000077 | SR_CURRENT XFO TORUS RATIO 1000/5A CR141
201000078 | SR_CURREN TRANSFORMER RATIO 500/5A CR141
201000079 | SR_CURRENT XFO TORUS RATIO 200/5A CR40
201000081 | SR_CURRENT XFO TORUS RATIO 300/5A CR141
201000082 | SR_MV CRNT XFMR50/5 10KV N/W 4PREFAB CEL
201000084 | SR_MV CRNT XFMR 50/5 15KVN/W 4PREFAB CEL
201000086 | SR_PREFAB CEL MV XFMR W/ 1POLE INSUL 10K
201000087 | SR_OUTDOOR TYP MV CRNT XFMR 15KV 200/5-5
201000088 | SR_OUTDOOR TYP MV VOLT XFO FOR 15 KV N/W
201000305 | ADDITIONAL CONTACTref ZB2-BE102
201000307 | AUXILIARY CONTACTORCA2 DN.
201000452 | FLOAT SWITCH TYPE ENH10-FLYGT
201000516 | EMERGENCY STOP BUTTON
201000535 | 10A BLADE FUSE gG-gL 500V- NT00C
201000563 | LV BLADE FUSE 200A 690V
201000573 | SR_LV BLADE FUSE 125A 500V
201000613 | CARD 16XCAUA PR PABX SAE3000 | 1
201000614 | CARD 8XCLG PR PABX SAE3000 | 1
201000615 | SAE3000 PABX POWER SUPPLY CARD | 1
201000616 | UA MAP OF SFAN | 1
201000639 | SR_MV fuse Fusarc 36KV 40A
201000648 | EXPULSION FUSE TYPE K 20 A | 942 | C1
201000649 | EXPULSION FUSE TYPE K 40 A | 699 | C1
201000671 | MG 26924 ON-OFF AUXILIARY CONTACT
201000738 | PCV INSULATED CABLE 1OMM2 U5OOV
201000739 | PVC INSULATED CABLE 2.5MM2 U5OO | 1500
201000740 | PVC INSULATED CABLE 6MM2 U5OOV | 1000
201000807 | FIXING ROD/ | 1
201000825 | SR_ISOLATI XFMR TRI 400/400V10KA LG42826
201000899 | SR_PREFAB CEL MV CRNT XFMR 100/5 15KVN/W
201000920 | SR_PREFAB CEL MV CRNT XFMR100/5 10KV N/W
202000021 | HT368 ENTRY TERMINAL | 55
202000041 | SR_STRAIGHT SOCKET FOR XFOS 24KV 95mm² | 392
202000054 | PERFORATED RAIL 7.5 X 35 X 130mm
301000011 | BATTERY CHARGER 13.8 VCL
302000017 | 36W BALLAST
302000037 | LINED CUBIC BOX | 3
302000041 | BOX OF 1000 STAPLES 10 | 921
302000051 | ORDINARY NOTEBOOK A5 96 PAGES | 68
302000056 | MANIFOLD MM CARBON NOTEBOOK | 4
302000061 | VERTICAL HANGING SHIRTS | 482
302000072 | COMPOSTER 49/13 OR STAMP TRO | 17
302000088 | 50 LITER SHREDDER | 2
302000099 | CARD SHEET WITH LINE 5 X 5 | 44
302000108 | BLACK INDELEBILE MARKER | 1538
302000110 | COLOR ROLL BOARD PAPER | 144
302000118 | PACK OF 100 SPIRALS 6 CM | 779
302000134 | 80G A4 COLOR PAPER REAMS | 37
302000136 | COMPOSTER REFILL 49/13 | 24
302000138 | INCOMING MAIL REGISTER | 129
302000148 | OFFICE SCOTCH ROLLER | 2849
302000150 | WRAPPING TAPE (ROLL) | 779
302000154 | EPHEMERIDE SUPPORT (BASE) | 102
302000163 | 8-DIGIT POCKET CALCULATOR | 9
302000164 | 20mm SPIRAL | 2455
302000165 | FOUR RING BINDER | 59
302000166 | PLASTIQ BASE EPHEMERIDE BLOCK | 118
302000169 | TRODAT5460 COMPOSTER REFILL | 87
302000171 | BOX OF 10 STEADLER FELT PEN | 83
302000176 | CANON LBP 800/810/1120 INK. | 48
302000177 | IR 1600 COPIER TONER. | 33
302000178 | 75 W LAMP.
302000182 | PERSONAL STAMP | 12
302000183 | PACK OF WHITE LABELS 70X37 | 50000
302000186 | TRODATE REFILL 49/12 | 10
302000187 | IDEAL 100 REFILL | 20
302000188 | BLUE REFILL IDEAL 6610 | 10
302000194 | PAYMENT VOUCHER ACCOUNT 78 B
302000195 | BON DE SORTIE SIÈGE S459B
302000196 | ENTRANCE VOUCHER S471B
302000198 | PAYMENT AUTHORIZATION BOOKLET
302000200 | DELIVERY NOTE BOOK S452B
302000201 | S.78C PAYMENT VOUCHER BOOKLET
302000203 | CARNET BON RECEPTION CARBURANT
302000204 | GOOD REINTEGRATION NOTEBOOK
302000205 | SHIPPING NOTE BOOK
302000206 | COMMITMENT NOTEBOOK
302000208 | CASH PAYMENT BOOKLET
302000209 | DISBURSEMENT REQUEST BOOKLET
302000210 | CARNET DEMANDE DE MATERIEL S45
302000211 | GROU MARKET SHEETS NOTEBOOK
302000212 | S510 PROBLEM SHEET BOOKLET
302000214 | CARNET JOURNAL DE BORD S319
302000215 | COMMISSIONING ORDER BOOK
302000216 | SONEL MISSION ORDER BOOKLET
302000217 | PAYMENT ORDER BOOKLET
302000218 | SERVICE ORDER BOOK S428
302000219 | EXIT ORDER BOOK S 426
302000222 | WATCH REGISTER BOOK
302000224 | EQUIPMENT RETURN BOOK
302000225 | BOOKLETS PARTS CASH EXPENDITURE
302000228 | S411 WORK REQUEST
302000239 | INVOICE MT S 772
302000240 | LV S316 MEASUREMENT SHEETS
302000241 | FICHES DE STOCK GM S453
302000250 | MISCELLANEOUS OPERATION PARTS C
302000252 | S322 END OF WORKS REPORT
302000254 | DAILY OPERATING REPORT
302000255 | BSP CASH RECEIPT (BILLING
302000256 | GENERAL STATEMENTS GRO MARKET
302000257 | CASH TRANSACTION SITUATION
302000266 | LV CONNECTION RECEIPT REPORT
302000267 | STUDY SHEET AND LV CONNECTION METER
302000268 | LV CONNECTION EXECUTION CERTIFICATE
302000271 | LV INSTALLATION INSP SHEETS BOOKLET.
302000274 | NOTEBOOK TECHNICAL FINDING SHEET.
302000275 | NOTEBOOK CHECK-LIST CONTROL
302000278 | CMS SUBSCRIPTION REQUEST BOOKLET
302000279 | CMS SUBSCRIPTION AGREEMENT
302000280 | CMS CONNECTION REQUEST BOOKLET
302000281 | CMS COMPLAINT BOOKLET
302000282 | CMS MORATORIUM REQUEST BOOKLET
302000283 | CMS TERMINATION REQUEST BOOKLET
302000284 | CMS TRANSFER REQUEST BOOKLET
302000285 | CMS DEBT TRANSFER REQUEST BOOKLET
302000286 | SMD COUNTER READING REPORT BOOK
302000287 | POWER BALANCE SHEET BOOKLET
302000288 | RECEIPT LOG BOOK WOODEN POST
302000289 | RAW POLE TRANSFER BOOK
302000290 | TRANSPORT INTERRUPTION VOUCHER BOOKLET
302000291 | CARNET BORDEREAU DE RECEPT° DE CARBURANT
302000292 | BT CMS INVOICE (A5 FORMAT)
302000293 | FACILITIES INVENTORY SHEET BOOKLET
302000294 | INVOICE FOR ELECTRICITY SUPPLY MT
302000295 | SITE VISIT CHECKLIST NOTEBOOK
302000297 | CUSTOMS DUTIES SETTLEMENT ORDER ENEO 605
302000298 | COLLECTION ORDER BOOKLET
302000305 | OFFICE
302000306 | MEDIUM STRAGE CABINET 3SHELVES 90X40X130
302000311 | HP Q3960A INK | 17
302000312 | HP Q3961A INK | 21
302000313 | HP Q3962A INK | 10
302000314 | HP Q3963A INK | 23
302000315 | HP Q5942A TONER | 5
302000316 | LASEJET 1100 C4092A TONER | 2
302000317 | LASERJET TONER 1300 Q2613A | 16
302000318 | LASERJET TONER 5B HP 92298A | 9
302000319 | LASERJET TONER 5L C3906A | 7
302000320 | LASERJET TONER 6P C3903A | 1
302000321 | LEXMARK Z 65 COLOR | 15
302000322 | LEXMARK 12A 1970 3200/500/700N | 2
302000324 | LEXMARK 19 BLACK | 16
302000325 | LEXMARK 26 COLOR | 7
302000326 | LEXMARK TONER 17gb 152 | 5
302000327 | HP C4811A INK | 1
302000328 | HP C9700A INK | 6
302000329 | HP C9701A INK | 5
302000330 | INK HP 10 (69ml) BLACK | 8
302000331 | HP C9703A INK | 8
302000332 | HP Q2671A INK | 4
302000333 | HP Q2672A INK | 11
302000334 | HP Q2673A INK | 4
302000335 | HP 30 INK | 10
302000337 | HP 4VC 3900A INK | 21
302000338 | SHARP AR 206 COPIER INK | 1
302000339 | CANON NP 6251 COPIER INK | 10
302000340 | PANASONIC FAX INK | 3
302000341 | CANON NP6317 TONER | 4
302000342 | TONER 92274A | 6
302000345 | EPSON LQ 8750 RIBBON | 120
302000346 | FAX SHARP RIBBON FO-1660M | 20
302000347 | DRY AIR BOMB | 8
302000348 | CLEANING FOAM | 51
302000349 | EPSON 9000 RIBBON | 2
302000350 | HP LASERJET INK 1200 C 7115 A | 1
302000353 | CANON IR INK 2016/2020 | 1
302000354 | LASERJET HP Q6002A YELLOW | 1
302000359 | INK TONER FOR SHARP AR 5127 | 5
302000360 | LEXMARK E 232/330 INK | 7
302000361 | LEXMARK E 323 INK | 2
302000362 | LEXMARK T 630/634 INK | 21
302000363 | HP 1320 LASERJET INK (Q5949A) | 3
302000364 | 5100 LASERJET TONER | 8
302000365 | HP53A TONER | 48
302000368 | SR_HP 4515N PRINTER | 1
302000369 | CD-ROM | 100
302000372 | """SCREEN FILTER 17""""""" | 71
302000373 | 1 GB FLASH MEMORY | 2
302000374 | DVD BURNER FOR IBM R40 | 4
302000375 | 80 GB EXTERNAL HARD DISK | 1
302000376 | 40 GB EXTERNAL HARD DISK | 9
302000378 | MOUSE PAD | 131
302000379 | 4-PORT SWITCH | 3
302000380 | WIRELESS MOUSE | 5
302000381 | DVD-RW | 119
302000383 | SHOWER BAR CODE READER | 1
302000384 | SR_1KVA ON-LINE UPS | 2
302000385 | SR_CANON IR COPIER 2016 | 2
302000388 | SR_CISCO 1841 ROUTER | 1
302000389 | FIXED GSM GATEWAY
302000412 | GORSE TYPE GUY | 10
302000416 | STRONG PULLS 2500A 500 DAM
302000418 | DMT/CC OVERHEAD LINES
302000420 | RACK CABLE CUTTER C76 | 1
302000430 | COMPOSITION CPM 70
302000435 | SR_POLE TESTER
302000440 | INCADESCENCE LAMP B22 1000W
303000000 | 1N 100V
303000030 | CUP WITH S/CUP | 3
303000037 | SR_WATERPROOF DRY BATTERY WITHOUT | 2
303000038 | SR_ELSTER BRAND DM 430 MODEM | 2
303000039 | PROJECTION SCREEN | 1
303000040 | 5 M NETWORK CABLE | 5
303000041 | SR_BATTERY FOR LAPTOP T60/4400 MAH-10.8V | 2
303000042 | 5M FTP CAT5E RI45 PATCH CORDS | 4
303000043 | SR_UPS 700VA | 1
303000044 | HP 4650N TRANSFER KIT | 1
303000045 | SR_COMMUNICATION MODEM
401000000 | Catridge 2285 black toner ink | 2
401000001 | C 4838 A ink | 6
401000002 | Q2612A 12A LASEJET TONER | 37
401000003 | TONNER HP Q5950A | 6
401000004 | TONNER HP Q5951A | 6
401000005 | TONNER HP Q5952A | 5
401000006 | TONNER HP Q5953A | 5
401000007 | TONER C-EXV14 | 2
401000010 | TALLY RIBBON | 22
401000011 | CANON IR 5000 TONER | 6
401000012 | RIBBON EPSN LQ1600K3,1600K4,1900K2,2600K
401000013 | LEXMARK INK N°17
401000014 | LEXMARK N°27 INK | 3
401000015 | 1505N INK CARTRIDGE | 10
401000016 | CB 541 A BLUE INK | 4
401000017 | TALLY T6100 TAPE | 22
401000018 | 121 COLOR INK | 4
401000019 | INK 121 BLACK | 4
401000020 | HP 35A INK | 2
401000021 | C-EXV 21 BLACK TONER | 8
401000022 | C-EXV 21 MAGENTA TONER | 2
401000023 | NPG-1 TONER | 8
401000024 | RICOH TYPE 1205 TONER | 2
401000025 | INK HP 920 BLACK | 4
401000026 | LEXMARK 16 INK. | 3
401000032 | "INTERNAL FAN FOR IDE 3"" HARD DISK" | 7
402000004 | SR_CONTACT BOMBS | 14
402000054 | RG58 RADIO CABLE, 50 Ohms | 21
402000055 | SLC 500 MEMORY MODULE | 1
402000056 | IP PHONE POWER XFMR 4 THE 7900 | 4
402000057 | POWER CABLE REF: POWER CORD UK | 8
402000059 | 7911 CISCO IP PHONE LICENSE 7911 | 4
402000061 | APPARENT SPLITTER 10 PAIRS | 6
402000062 | MOTOROLA MC 9500K BATTERY | 27
402000063 | SFP TRANSCEIVERS SM/DF 7007-3 | 2
500000004 | SR_PREPAID SINGLE-PHA KIT ONE-WAY 10/30A | 8
500000014 | SR_10/30A PREPAID THREE-PHASE KITS | 4
500000030 | SR_30/60A PREPAID THREE-PHASE KITS | 3
601000000 | END CAP REF 011-3
601000001 | END CAP REF 016-3
601000132 | PRSSOSTHT FROM 6-8 BARS TYPE PY12A1121
601004368 | CARTRIDGE 473063
601005423 | COLD WATER CLEANER MONO 130B HD600 | 1
601005954 | LV PROTECTION RELAY TORE BTF 200R | 4
602000002 | SR_AMPERMETRIC CLAMP 1000 A
602000431 | SR_HYDRAULIC CRIMPING TOOL 50 - 300mm
602000693 | SR_BATTERY12V 100AH 830A | 7
602002480 | LUG XCT 35-10
602002514 | SLIDE FALL ARREST
602002515 | SR_WATERPROOF HANDLEBAR
602002647 | PUSH ROD-REF 52074 | 1
603000002 | LABORATORY MANUAL SEAL - GREEN
603000012 | SEAL MANUAL COVER - RED
603000161 | VENITEX GLASSES/
800000007 | WOOD SCREW 6X90mm | 6948
800000023 | FUSE PLIERS
800000024 | SOCKET AUGER 12mm/360mm/lg450mm | 7
800000284 | GROUND BRAID/
800001201 | S12 LIFTING RING
800001531 | SR_DROP HAMMER 7655 | 200
800001682 | SAW FRAME.
800001808 | 2 TON 1M WEBBING SLING
800001809 | 2 TON 3 M WEBBING SLING
800001850 | FALL ARREST ROPE 15m M068/15
800001873 | DRILL BIT 440X24 WITH CONICAL SHANK
800001885 | REMINDER SCREW PACK | 87
800001886 | PACK OF 2 TIPS | 1
800001887 | TIP PACK OF 3 | 1
800001890 | SR_ENERGY MTR TESTER 4 LV BTC230
800001951 | SPARE BAT FOR VAT 1.5 V C-LR14 IEC 60086 | 129
800001952 | SP BAT 4 DETEXT BT 1.5V1250mAh 44.5×10.5 | 92
800001953 | SP BAT 4 AMP M CLAMP 1.5V2850mAh 50×14.2 | 10
800001954 | SP BAT 4 MULTI M 9V600mAh 47.5×255×16.5 | 125
800001969 | CROSS JOINT WRENCH 6X8
800001975 | WRENCH 32 34
800002048 | CABLE CLAMP FROM 18 TO 1 BRACKET C
800002068 | ANTI-SPATTER APRON IN RESISTANT NITRIL | 8
800002079 | DOUBLE SAFETY DESCENDER.
800002105 | SR_RIOGID CABLE CUTTER N° D1530
800002146 | MOBILE FALL ARREST ROPE WITH ABSORBER
800002147 | SLIDE WORK PLUS SCREW CONNECTOR
800002185 | SR_METAL POLE CLIMB | 7
800002189 | ARTLAS ILLUMINITING LAMP 230V
800002190 | CUTTING DISC DIAMETER 180
800002191 | CUTTING DISC 230*2.5*22.2
800002211 | ELECTRIC DRILL 1200w
800002270 | SMALL WHEEL BOSCH 220 V GWS 7-125
800002278 | ALU BODY PALLET WHEEL 200*50.2
800002300 | SR_1.5 TON CHAIN HOIST
800002324 | RECT LINEN COVER 1X2M
800002371 | RED PLASTIC MESH P/ CA
800002372 | SR_PADLOCK MACH2 45M/M STAINLESS | 4
800002374 | SR_VEGA VS 21280 STATION LOCK | 9
800002655 | TUBE VICE
800002658 | MECHANICS TOOL BOX 2046-SG3A
800002910 | GROUND STAKE FOR DMT CC 50MM²
800003013 | SINGLE-CONDUCTOR CABLE CUTTER
800003102 | Poulie de levage câble nu. 2T
801000000 | SR_PNEUMATIC GLOVES TESTER
801000001 | POST SEAL
801000002 | NOTEBOOK MESSAGE S351
801000004 | CONSIGN CERTIFICATE S382B - DISTRIBUTION
801000006 | CARNET 2 FICHES 2 SÉCURITÉ 2 TACHE (FST)
801000008 | WORK AUTHORIZATION REQUEST
801000009 | AUTHORIZATION TO WORK LIVE ON LV
801000011 | AGREEMENT BOOK FOR EXECUTION OF WORKS
801000014 | SR_SET OF 06 SCREWDRIVERS
801000015 | SR_HEIGHT RESCUE KIT
801000016 | CLIMBING LANYARD WITH TENSIONER
801000020 | SR_LIFE BUOY | 1
801000026 | CROSS JOINT WRENCH 8X10X12
801000029 | ADJUSTMENT ROPE D10 L15 M05
801000035 | WATERPROOF GLOVES CHEM PROTECTION | 182
801000042 | SR_VG 18 LIFE JACKET | 1
801000044 | SR_WOODEN POLE CLIMB | 118
801000045 | SR_SAFETY HARNESS WITH 05 POINTS
801000047 | SR_ADAPTABLE HEADLAMP ON C
801000049 | TRANSPARENT ANTI-PARTICLE GLASSES
801000051 | MASQUE ANTI-POUSSIERE JETABLE
801000052 | PANORAMIQ RESPIRATORY MASK
801000053 | SR_WELDER'S MASK
801000060 | TINTED ANTI-PARTICLE GLASSES
801000065 | SR_CHRONATED STRIPPER REF 4
801000066 | INSULATED FLAT PLIERS WITH ROUND NOSE | 55
801000070 | SR_SMALL ELECTRICIAN TOOL KIT
801000072 | CANVAS BAG FOR ISOLA GLOVES
801000075 | SR_TAPIS ISOLANT
801000079 | SR_NN OEP-2 PHASE SPREADER
801000080 | SR_MONO TELESCOPIC POLE
801000081 | STANDARD EQUIPMENT
801000082 | HANDLING GLOVES TYPE DO
801000084 | ELECT PROTECTION GLASSES
801000087 | DOUBLE LANYARD WITH ABSORBER
801000089 | ROPE D15mm L 20m FOR FALL STOP
801000091 | FALL STOP WITH SLIDER FOR 15MM ROPE
801000092 | CARABINER
801000108 | SR_FACIAL SCREEN CATEGORY 2 8CAL/CM² | 12
801000110 | FALL ARREST LANYARD WITH ENERGY ABSORBER
801000111 | MOBILE ANCHOR WITH CORD
801000112 | HOLDING ROPE
801000115 | STORAGE BAG
801000116 | STORAGE BAG FALL PREVENTION KIT
801000118 | SAFETY EQUIPMENT INSPECTION SHEET
801000119 | SR_MOTORCYCLE PADLOCKS (type YWS | 11
801000124 | SR_SAFETY HELMET WITH CHINSTRAP
801000125 | SR_FIRE RETARDANT BLUE COVERALLS | 3
801000127 | BLUE SET | 2
801000128 | WORKING SUIT 02 PIECES GRAY | 217
801000129 | WORKING SUIT 02 PIECES KHAKI | 240
801000132 | RAINCOAT 02 PIECES EN 343 F | 0
801000133 | PAIR OF EAR PLUGS J
801000134 | SR_PAIR OF RUBBER BOOTS
801000136 | SR_HIGH SAFETY SHOE
801000141 | SR_SAFETY BOOT
801000154 | WETSUIT KLEENGUARD T45 SIZE L MNUTAN2008
801000162 | CARE FOR ELECTRICIANS POSTERS | 12
801000164 | DANGER OF DEATH BANNER
801000166 | YELLOW EARTH FLAG AL 58
801000167 | RED FLAGS NECIAL AL 59 P/B
801000168 | CONDEMNATION BADGE C12 TO | 4
801000171 | SR_HT SIGN DANGER OF DEATH AM | 1125
801000173 | SR_PLATE DANGER OF DEATH AZ 851 | 1839
801000174 | DEFENSE PLATE OPEN | 31
801000177 | AVAILABLE ADJUSTABLE FLAG HOLDER
801000179 | SPARE CHINSTRAP FOR HELMET
801000180 | LANYARD TENSIONER FOR BELT
801000185 | SR_SAFETY SIGN SAFETY HELMET | 657
801000188 | SR_SAFETY TRIANGLE
801000189 | SR_OPERATING PADLOCKS | 3281
801000193 | OVERGLOVE FOR HANDLING IN CU | 1360
801000196 | SR_MOTORCYCLE HELMET
801000198 | PAIR OF SOFT MECHANIC GLOVES MAXIFLEX | 80
801000199 | PAIR OF SOFT MECHANIC'S GLOVES MAXI FOAM | 14
801000201 | CLASS O LV INSULATING GLOVES
801000203 | CLASS 3 MT INSULATING GLOVES
801000214 | NITRILE GLOVES 372P117 | 40
801000215 | NITRILE GLOVES 374P117 | 121
801000217 | TARPAULINS
801000219 | SR_ANTI-FLASH SUIT CATEG 4(40CAL/CM²)T64
801000231 | SR_CATEGORY 4ANTI-FLASH SUIT (40CAL/CM²)
801000247 | AVIS DE REQUISITION
801000328 | INTERVENTION SHEET BOOK AND
801000330 | S330 WORK ORDER
801000338 | INCIDENT REPORT S270B
801000352 | WORK PERMIT BOOKLET
801000355 | PRODUCTION WORK PERMIT BOOKLET
801000378 | MV CONSIGNATION MANEUVER SHEET
801000382 | PRUNING TASK SAFETY SHEET
801000385 | SAFETY ANALYSIS JOB SHEET
801000386 | SAFETY CTRL SHEET 4COMMERCIAL ACTIVITIES | 0
801000387 | INCIDENT SHEET NOTEBOOK
801000392 | SR_6V PORTO LAMPS
801000393 | SR_INSULATING STOOL
801000397 | SR_SET OF 6 CONSIGNMENT CHIEF PADLOCKS | 1350
801000399 | EIGHT DESCENDER
801000404 | SR_TELLUROMETER CA 6471. | 68
801000406 | MEGOHMETER
801000407 | AMPERMETRIC CLAMP 1000 A
801000409 | SR_DOUBLE FIBERGLASS INSULATING LADDER. | 11
801000410 | SR_CAISSE A OUTILS ELECTRICIEN PL
801000413 | SAFETY HOOK POLE.
801000415 | SR_ABSENCE OF VOLTAGE CHECK 240V-230KV.
801000416 | SR_MEGOHMETER 5000V
801000418 | ROPE HOIST (MUFFLE)
801000419 | PUNCH SETTING MCHINE W/ DIE 240MPH 130
801000420 | SR_CLIMPETTE POT CONCRETE NN OGB-2
801000423 | MECHANICAL CHISEL 180 | 3
801000424 | SCREWDRIVER FACOM ADY 1 * 100 VE.
801000425 | SCREWDRIVER AMERICAINAP 4X200
801000426 | FLAT SCREWDRIVER329 | 1
801000427 | SR_ADVANCED SIGNALING TRIANGLE | 160
801000428 | SR_STOOL
801000429 | SERVICE ROPE 50M
801000430 | MP-35 INSULATING CABLE
801000433 | COLORED SCOTCH(BLUE, RED, YELLOW, GREEN) | 583
801000434 | EQUIPOTENTIAL BONDING KIT
801000435 | NN OCE-4 ELECTRICIAN KNIFE | 81
801000436 | 300g electric hammer | 26
801000437 | SR_END CUTTER ISO 170
801000438 | SR_INSULATED FLAT NOSE PLIERS 170 | 3
801000439 | INSULATED FLAT NOSE PLIERS 188.16CPE FCM | 306
801000441 | AP O FACO PHILLIPS SCREWDRIVER
801000442 | SR_MULTI-GRIP PLIERS
801000444 | SR_SCALE CAP 20 KG | 1
801000445 | SR_DOUBLE DECAMETER WITH VE FIBER TAPE | 60
801000446 | SR_SHEET METAL SHEAR 882-A | 27
801000447 | SR_DIAGONAL CUTTING PLIERS 130 MM
801000448 | SR_ABSENCE OF VOLTAGE TESTER MS901
801000450 | PIPE WRENCH SET 75.J9PB | 16
801000452 | SR_13 INSULATED LV RATCHET WRENCH
801000453 | SR_RODAC SAM 324-17G CUTTING PLIERS | 16
801000454 | SR_GM MEDICINE BOX | 143
801000455 | FLAT SCREWDRIVER 8X200
801000456 | WOODEN POLE SURVEY MALLET | 15
801000459 | MANOEUVRING BOOM
801000460 | DMT/DC classic 17.5 kA
801000473 | UMBRELLAS | 976
801000474 | WELDER'S APRON | 23
801000475 | GRAY JUMPSUIT | 33
801000476 | SR_ANTI FLASH SUIT CATEG 4(40CAL/CM²)T48
801000477 | SR_SIGNAGE PLATE WORKS
801000478 | SR_ROUND STEEL POLE CLIMB | 21
801000479 | SAFETY SHEET FOR MAINTENANCE
801000480 | WORK PERMIT ENTRETIEN DES EMPRISES
801000481 | INSULATING CAP 4 CXN CAB 16-35 mm²
801000482 | MARKER BANNER
801000483 | COMMERCIAL WORK AT HEIGHT KIT.
801000484 | MACHETE
801000495 | Vehicle Inspection Booklet
801000496 | Motorcycle Inspection Booklet
801000497 | Work order notebook activity Networks
901000000 | CORNER CRADLE R 30 | 725
901000001 | ALIGNMENT ARMAMENT 4 PRE-ASSEMBLED CABLE
901000003 | TROLLEY STAND 80/10 | 102
901000005 | FTR5 CIRCUIT BREAKER SPARE CARTRIDGE
901000010 | SR_FUSE SOLEFUSE 24KV/6.3AA IMPACT
901000011 | SR_FUSE CARTRIDGE MT 16A 36KV SOLEFUSE
901000012 | SR_FUSE CARTRIDGE SOLEFUSE 6.3A 36KV
901000019 | SR_SPARE CARTRIDGE P/C/C FTR5
901000020 | SR_SPARE CARTRIDGE FTR 17.5KV 40A
901000021 | SR_FUSE CARTRIDGE SOLEFUSE FTR 6.3A-36KV
901000025 | SR_FUSE CARTRIDGE C/B 10A 17.5KV FTR5
901000029 | SR_FUSE MT 16A 24KV
901000032 | SR_CARTRIDGE FUSE MT 40A 24KV FUSARC
901000042 | SR_FUSE CARTRIDGE MT 31.5A 36KV SOLEFUSE
901000043 | SR_FUSARC FUSE 17.5KV-50A FTR
901000049 | FUSE MT 6.3A SLOFAST M6D3SF26 | 2
901000054 | RUGGEDCOM RMC30 - 6GK6003-0AC23-0AA0 | 13
901000055 | RUGGEDCOM RS400 - 6GK6040-0AT23-0BA1-Z | 2
901000063 | ÉTRIER E 14 70
901000068 | LYRES D 12mm SHACKLES | 150
901000075 | PINCE D'ALIGNEMENT BT PLASTIFIE SP 814D | 110
901000078 | PINCE ANCRAGE BT PLASTIFIE AP 814D
901000094 | 125 VDC CLICK-IN/TRIP COIL | 15
901000096 | CABLE BT SOUPLE CUIVRE 2,5mm² GRIS H07UK | 458
901000098 | INSULATING TAPE 0.13X15X10mm GREEN | 31
901000101 | INSULATING TAPE 0.13X15X10mm BROWN | 5
901000102 | MULTI-STRAND FLEXIBLE CABLE 25mm2
901000104 | ALIGNMENT SLEEVE FOR 59mm² CABLE
901000115 | SEAL MANUAL MT - BLUE
901000117 | SR_1 POLE JUNCT KIT PRE-MOLD JUP 18-36KV
901000118 | SR_UNIPOLAR JUNCT BOX30KV ON ALU 3X240mm
901000120 | SR_ELBOW SOCKET FOR XFOS 30KV 95mm²
901000122 | RECTANGULAR COVER MANUAL SEAL
901000130 | PVC SHEATH of D=29mm² | 2650
901000152 | FLEXIBLE CABLE H07V-K 1X16 mm² BLACK
901000153 | FLEXIBLE CABLE H07V-K 1X16 mm² RED | 439;5m
901000155 | TUBULAR PUNCH TERMINAL 95mm² Cu
901000159 | PRE-INSULATED LV Alu/Cu 150mm² TERMINAL
901000223 | SR_FUSARC FUSE 24 KV - 16 A
901000224 | SR_FUSARC FUSE 24KV-6.3A with P
901000234 | ALUMINUM FUSE COIL 3 | 2
901000260 | MULTI-STRAND FLEXIBLE CABLE 1*2.5MN2 | 1100
901000351 | SR_DRUM PUMP MOTOR 300-4367
901000395 | SR_3BH ASSEMBLY MATRIX 7E445 71049
901000421 | DMT CLAMP TERMINAL
901000520 | JUNCTION SLEEVE FOR COND ALMELEC 150 mmì
901000525 | JUNCT SLEEVE 4 COND ALMELECACIER 59.7mm²
901000526 | SR_JUNCT SLEE 4COND ALMELECACIER 228 mm²
901000527 | JUNCTION SLEEVE FOR COND ALMELEC 366 mm²
901000569 | SR_SUPPORT FOR H61 TRANSFORMER
901000650 | ALUMINUM FUSE COIL 2 | 12
901000671 | SR_ALUMINUM FUSE COIL 2 | 1
901000675 | COPPER CRIMP TERMINAL SIMEL XCT 240-12

## JB
Material | Material Description | quantite
102000065 | SODER WOOD GLUE | 1
200000042 | ARMORED LV UNDERGROUND Cu CABLE 2X16mm² | 2177
200000042 | ARMORED LV UNDERGROUND Cu CABLE 2X16mm² | 37
200000042 | ARMORED LV UNDERGROUND Cu CABLE 2X16mm² | 2177
200000042 | ARMORED LV UNDERGROUND Cu CABLE 2X16mm² | 37
200000140 | SR_PROT CELL FUSE SW SM6PM12 200A 24KV | 9
200000140 | SR_PROT CELL FUSE SW SM6PM12 200A 24KV | 2
200000140 | SR_PROT CELL FUSE SW SM6PM12 200A 24KV | 9
200000140 | SR_PROT CELL FUSE SW SM6PM12 200A 24KV | 2
200000175 | SR_160KVA TOP POLE CIRCUIT BREAKER | 16
200000224 | SR_SM6-CM 24KV POTENTIAL TRANSFORMER CEL | 3
200000227 | SR_XFO PROTECTION CELL SM6-QM 630A 36KV | 17
200000247 | SR_MTRIZED PROT CEL SM6-IM 400A24K RMU-F | 1
200000250 | SR_OUTDOOR LV PANEL 400KVA | 3
200000257 | SR_CIRCUIT BREAKER CELLS 30KV/630A | 2
200000801 | AC 380/220V AUXILIARY CABINET | 11
200000825 | TWISTED ALU LV CABLE 2X16mm² | 222234
200000825 | TWISTED ALU LV CABLE 2X16mm² | 49
200000825 | TWISTED ALU LV CABLE 2X16mm² | 222234
200000825 | TWISTED ALU LV CABLE 2X16mm² | 49
200000986 | FERRURE DE TETE POUR ISOLATEUR RIGIDE | 117642
201000085 | SR_MV CRNT XFMR 50/5 30KVN/W 4PREFAB CEL | 9
901000083 | PR 35 PLATE | 18726
901000096 | CABLE BT SOUPLE CUIVRE 2,5mm² GRIS H07UK | 458
901000176 | CHAIN ELEMENT F40 E110 30KV | 20834
102000065 | SODER WOOD GLUE | 1
200000003 | CYLIND LV FUSE CARTRIDGE AD 15 10X38 | 6517
200000004 | CYLIND LV FUSE CARTRIDGE AD 30 5014 | 50024
200000044 | CYLIND LV FUSE CARTRIDGE AD 100 22X58 | 6388
200000066 | LAMP MAF 400W E40 MA20 | 7
200000115 | CNCNTRC CLMPG 60²/12 TRM W/ OFFSET BASE | 354
200000116 | STRAIGHT FTG WITH CONCENTRIC CLMPG D 8mm | 437
200000120 | Cu TRM W/ CONCENTRIC CLMPG 8X18X822 | 147
200000137 | SR_FUSE CARTRIDGE SOLEFUSE 16A 24KV | 4
200000158 | SR_C250-A 3-POLE COMPACT CIRCUIT BREAKER | 66
200000169 | SR_COMPACT C/B 4POLE 100A3X220/380V 50Hz | 2
200000216 | SR_CARTRIDGE FUSE MT 20A 36KV FUSARK | 353
200000216 | SR_CARTRIDGE FUSE MT 20A 36KV FUSARK | 453
200000216 | SR_CARTRIDGE FUSE MT 20A 36KV FUSARK | 353
200000216 | SR_CARTRIDGE FUSE MT 20A 36KV FUSARK | 453
200000217 | SR_CARTRIDGE FUSE MT 36KV 31.5A FUSARK | 55
200000220 | SR_LV 4POLE 1600A COMPAC CIRCUIT BREAKER | 7
200000223 | SR_COMPACT BREAKER NS800N 800A 3POLES | 4
200000243 | BLADES FUSES 100A SIZE NH 000 HPC | 85990
200000412 | FEREL 75 BOLLARD PACKAGES | 12
200000527 | DEPORTED TERMINAL 11114 | 173
200000529 | PREINSULATED END TERMINAL 70mm² | 102
200000533 | END TERMINAL TO PUNCH ALU/CU 240mm² | 260
200000535 | END TERMINAL TO PUNCH 50mm² Alu | 29
200000556 | END TERMINAL TO PUNCH ALU/CU 95mm² | 3
200000605 | TIME SWITCH SCHNEIDER IH 24H 16A 250V | 396
200000635 | SIMEL XG8 BM1 CRIMP SLEEVE | 978
200000676 | STRAIGHT FTG WITH CONCENTRIC CLMPG D12mm | 446
200000677 | Cu CLAMP 150mm² | 1
200000685 | VB 235 FITTING | 44
200000724 | ATR 4A ALU HEAD FOR T23 GEARBOX | 605
200000728 | SR_BALLAST 36/40W | 2
200000755 | SR_1POLE JUNCT KIT JUR1 (50-150)MM² 24KV | 6
200000792 | METAL CAB TRAY 120X80 MM + FIXING BOLTS | 19
200000796 | ALU TIHTNG SLEVE SELF-BRKG HEAD SCR 240² | 111
200000800 | SELF BREAKING SCREW TERMINAL 93-240mm² | 1473
200000807 | MT ALU Cu TRM W/ SELF BRKG SCR 93²-240² | 931
200000829 | PRE-INSULATED LV Alu CPTA 50mm² | 126
200000830 | PREINSULATED LV Alu CPTAC TERMINAL 54mm² | 9
200000832 | END TERMINAL TO PUNCH ALU 25-140mm² | 8296
200000833 | COS PRE-INSULATED BT ALU/CU CPTAC 16mm² | 36854
200000834 | PRE-INSULATED LV Alu/Cu CPTAU 50mm² | 114
200000835 | PRE-INSULATED LV ALU/CU CPTA TRM 54mm² | 499
200000836 | PRE-INSULATED LT TRM Alu/Cu CPTA 95mm² | 404
200000837 | ALU/CU CLMPG TRM 95-240mm² MDL CBM 240 | 5
200000842 | TIN TUBULAR CRIMP TERMINAL 240mm² Cu | 1233
200000847 | ALU/CU CLMPG TRM 22-50mm² model CBM 45 | 7
200000849 | JMT JUNCTION SLEEVE 50mm² | 3351
200000850 | 16mm PRE-INSULATED JUNCTION SLEEVE | 1998
200000851 | 25mm PRE-INSULATED JUNCTION SLEEVE | 712
200000853 | PRE-INSULATED LV JUNCTION SLEEVE 50mm² | 1912
200000858 | JUNCTION SLEEVE TO CRIMP ALU Ø 148mm | 972
200000861 | 93.32mm A9 ANCHOR SLEEVE | 7
200000863 | JUNCTION SLEEVE TO CRIMP 54mm² | 3
200000879 | COS BIMTAL SERRG A GRIFFE ALU/CU 34-150² | 16
200000881 | PRE-INSULATED BT ALU/CU CPTAU 70mm² | 3365
200000884 | PREINSUL SLEEVE W/ SELFBRKG SCR RAES H59 | 1303
200000886 | PRE-INSUL LV SELF-BRKG Alu/Cu 95-240² | 1
200000916 | SR_TRANSFORMER UR 24-25 24KV 15000/10 | 57
200000917 | SR_LV TORE CURRENT XFO RATIO 800/5A | 121
200000926 | SR_MONOBLOC LV CURREN TRANSFORMER 400/5A | 4
200001099 | RECHARGEABLE FUSE CAP 2 | 436
200001149 | FUSE 16A 500V | 18
200001185 | EXPULSION FUSE MT 2A | 1589
200001716 | SR_PREFAB CEL MV CRNT XFMR100/5 30K N/W | 2
201000013 | SR_FUSE MT 43A 17.5KV SOLEFUSE | 1
201000014 | SR_MT FUSE 31.5A 17.5KV FUSARC | 193
201000015 | SR_FUSARC FUSE 17.5KV 63A | 208
201000015 | SR_FUSARC FUSE 17.5KV 63A | 208
201000015 | SR_FUSARC FUSE 17.5KV 63A | 208
201000015 | SR_FUSARC FUSE 17.5KV 63A | 208
201000016 | SR_MT FUSE 25A 36KV FUSARC | 87
201000016 | SR_MT FUSE 25A 36KV FUSARC | 87
201000016 | SR_MT FUSE 25A 36KV FUSARC | 87
201000016 | SR_MT FUSE 25A 36KV FUSARC | 87
201000017 | SR_FUSE CARTRIDGE MT 16A 17.5kV SOLEFUSE | 289
201000020 | SR_SOLEFUSE 16A 30KV HV FUSE | 40
201000022 | SR_CARTRIDGE FUSE MT FUSARK 10A 36KV | 39
201000062 | SR_CURRENT XFO TORUS RATIO 100 CR141 | 215
201000063 | SR_LV CURRENT TRANSFORMER RATIO 750/5A | 148
201000068 | 36KV VOLTAGE TRANSFORMER | 6
201000072 | SR_CURRENT TRANSFORMER 10KVA 36K 50/60Hz | 1
201000076 | SR_MV CURRENT XFO 30 KV END RATIO 100/5A | 3
201000078 | SR_CURREN TRANSFORMER RATIO 500/5A CR141 | 75
201000079 | SR_CURRENT XFO TORUS RATIO 200/5A CR40 | 344
201000081 | SR_CURRENT XFO TORUS RATIO 300/5A CR141 | 509
201000082 | SR_MV CRNT XFMR50/5 10KV N/W 4PREFAB CEL | 3
201000084 | SR_MV CRNT XFMR 50/5 15KVN/W 4PREFAB CEL | 9
201000084 | SR_MV CRNT XFMR 50/5 15KVN/W 4PREFAB CEL | 6
201000084 | SR_MV CRNT XFMR 50/5 15KVN/W 4PREFAB CEL | 9
201000084 | SR_MV CRNT XFMR 50/5 15KVN/W 4PREFAB CEL | 6
201000086 | SR_PREFAB CEL MV XFMR W/ 1POLE INSUL 10K | 6
201000086 | SR_PREFAB CEL MV XFMR W/ 1POLE INSUL 10K | 12
201000086 | SR_PREFAB CEL MV XFMR W/ 1POLE INSUL 10K | 6
201000086 | SR_PREFAB CEL MV XFMR W/ 1POLE INSUL 10K | 12
201000305 | ADDITIONAL CONTACTref ZB2-BE102 | 70
201000307 | AUXILIARY CONTACTORCA2 DN. | 290
201000452 | FLOAT SWITCH TYPE ENH10-FLYGT | 10
201000535 | 10A BLADE FUSE gG-gL 500V- NT00C | 12
201000639 | SR_MV fuse Fusarc 36KV 40A | 133
201000825 | SR_ISOLATI XFMR TRI 400/400V10KA LG42826 | 1
201000899 | SR_PREFAB CEL MV CRNT XFMR 100/5 15KVN/W | 9
201000899 | SR_PREFAB CEL MV CRNT XFMR 100/5 15KVN/W | 12
201000899 | SR_PREFAB CEL MV CRNT XFMR 100/5 15KVN/W | 9
201000899 | SR_PREFAB CEL MV CRNT XFMR 100/5 15KVN/W | 12
201000920 | SR_PREFAB CEL MV CRNT XFMR100/5 10KV N/W | 3
301000011 | BATTERY CHARGER 13.8 VCL | 1
302000239 | INVOICE MT S 772 | 438000
302000255 | BSP CASH RECEIPT (BILLING | 372132
302000305 | OFFICE | 3
302000389 | FIXED GSM GATEWAY | 3
303000045 | SR_COMMUNICATION MODEM | 12157
401000012 | RIBBON EPSN LQ1600K3,1600K4,1900K2,2600K | 5
401000013 | LEXMARK INK N°17 | 3
601000000 | END CAP REF 011-3 | 20
601000001 | END CAP REF 016-3 | 282
601000132 | PRSSOSTHT FROM 6-8 BARS TYPE PY12A1121 | 2
601004368 | CARTRIDGE 473063 | 171
602002480 | LUG XCT 35-10 | 1
603000002 | LABORATORY MANUAL SEAL - GREEN | 3218
800001682 | SAW FRAME. | 34
800001969 | CROSS JOINT WRENCH 6X8 | 59
800002048 | CABLE CLAMP FROM 18 TO 1 BRACKET C | 10
800002190 | CUTTING DISC DIAMETER 180 | 5
800002191 | CUTTING DISC 230*2.5*22.2 | 7
800002278 | ALU BODY PALLET WHEEL 200*50.2 | 6
800002371 | RED PLASTIC MESH P/ CA | 21000
801000026 | CROSS JOINT WRENCH 8X10X12 | 170
801000045 | SR_SAFETY HARNESS WITH 05 POINTS | 203
801000065 | SR_CHRONATED STRIPPER REF 4 | 168
801000079 | SR_NN OEP-2 PHASE SPREADER | 15
801000080 | SR_MONO TELESCOPIC POLE | 29
801000082 | HANDLING GLOVES TYPE DO | 494
801000124 | SR_SAFETY HELMET WITH CHINSTRAP | 12
801000134 | SR_PAIR OF RUBBER BOOTS | 12
801000188 | SR_SAFETY TRIANGLE | 8
801000385 | SAFETY ANALYSIS JOB SHEET | 3883
801000424 | SCREWDRIVER FACOM ADY 1 * 100 VE. | 22
801000425 | SCREWDRIVER AMERICAINAP 4X200 | 3
801000428 | SR_STOOL | 19
801000437 | SR_END CUTTER ISO 170 | 61
801000441 | AP O FACO PHILLIPS SCREWDRIVER | 217
801000442 | SR_MULTI-GRIP PLIERS | 74
801000447 | SR_DIAGONAL CUTTING PLIERS 130 MM | 12
801000452 | SR_13 INSULATED LV RATCHET WRENCH | 232
801000455 | FLAT SCREWDRIVER 8X200 | 45
801000477 | SR_SIGNAGE PLATE WORKS | 158
801000481 | INSULATING CAP 4 CXN CAB 16-35 mm² | 19500
901000005 | FTR5 CIRCUIT BREAKER SPARE CARTRIDGE | 31
901000010 | SR_FUSE SOLEFUSE 24KV/6.3AA IMPACT | 69
901000012 | SR_FUSE CARTRIDGE SOLEFUSE 6.3A 36KV | 18
901000019 | SR_SPARE CARTRIDGE P/C/C FTR5 | 148
901000020 | SR_SPARE CARTRIDGE FTR 17.5KV 40A | 1
901000021 | SR_FUSE CARTRIDGE SOLEFUSE FTR 6.3A-36KV | 66
901000025 | SR_FUSE CARTRIDGE C/B 10A 17.5KV FTR5 | 18
901000029 | SR_FUSE MT 16A 24KV | 398
901000032 | SR_CARTRIDGE FUSE MT 40A 24KV FUSARC | 33
901000042 | SR_FUSE CARTRIDGE MT 31.5A 36KV SOLEFUSE | 2
901000043 | SR_FUSARC FUSE 17.5KV-50A FTR | 470
901000063 | ÉTRIER E 14 70 | 2536
901000104 | ALIGNMENT SLEEVE FOR 59mm² CABLE | 100
901000122 | RECTANGULAR COVER MANUAL SEAL | 792895
901000152 | FLEXIBLE CABLE H07V-K 1X16 mm² BLACK | 1700
901000159 | PRE-INSULATED LV Alu/Cu 150mm² TERMINAL | 147
901000223 | SR_FUSARC FUSE 24 KV - 16 A | 28
901000224 | SR_FUSARC FUSE 24KV-6.3A with P | 163
901000421 | DMT CLAMP TERMINAL | 7
901000520 | JUNCTION SLEEVE FOR COND ALMELEC 150 mmì | 49
901000525 | JUNCT SLEEVE 4 COND ALMELECACIER 59.7mm² | 100
901000527 | JUNCTION SLEEVE FOR COND ALMELEC 366 mm² | 73
901000675 | COPPER CRIMP TERMINAL SIMEL XCT 240-12 | 100